## Sheet1
v2Code | Matrix | Analyte | Analyte Code | Extraction Name | Extraction Name Code | Extraction reagents/formulation | Extraction Ratio (Soil:Extractant) | Extraction Basis | Extraction Time | Analyte Measurement | Observation Category | Reporting Unit | Reporting Unit Code | Acceptance | Status | Organization | Citation
L_MODV2_SOIL_ACEN_001 | SOIL | ACE nitrogen (soil protein index) | ACEN | Soil Protein | SOIL_PROTEIN | Autoclaved Citrate Extractable | 1:7 | m/v |  | Spectrophotometric | MEASURED | g/kg | g1kg-1 | OFFICIAL | VALID | Soil Health Institute | Schindelbeck, 2016
L_MODV2_SOIL_ACIDT_001 | SOIL | acidity | ACIDT | Barium Chloride | BARIUM_CHLORIDE | Barium Chloride titration | 1:60 |  | 120 min | H+ ISE | MEASURED | cmol/kg | mol1kg-1 | OFFICIAL | VALID | SSSA | Hendershot, W. and M. Duquette. 1986. A simple barium chloride method for determining cation exchange capacity and exchangeable cations. Soil Science Society of America journal, 50(3), pp.605-608.
L_MODV2_SOIL_ACIDT_002 | SOIL | acidity | ACIDT | [6 empty] | Calculation | MEASURED | g/kg | g1kg-1 | EXPERIMENTAL | RETIRED
L_MODV2_SOIL_ASAR_001 | SOIL | adjusted sodium adsorption ratio | ASAR | Saturated paste | SATURATED_PASTE | Soil saturated with DI water, subsequent extraction and retained for analysis | Saturated paste | m/m | 4 hrs | ICP-OES / AAS | Calculation | Ratio | ratio | OFFICIAL | VALID | USDA | US Salinity Staff, 1954. L.A Richards (ed.) Diagnosis and improvement of saline alkali soils. 160 p. USDA Handb. 60 US Govt. Print Office, Washington DC.
L_MODV2_SOIL_ASTAB_001 | SOIL | aggregate stability | ASTAB | Image recognition | IMAGE_RECOGNITION | Image recognition |  |  |  | Spectral analysis | MEASURED | % | prcnt | OFFICIAL | VALID | Soil Health Institute | Farjardo,et al., 2016
L_MODV2_SOIL_ASTAB_002 | SOIL | aggregate stability | ASTAB | Incubation | INCUBATION | Slake test | N/A |  |  | Visual | MEASURED | % | prcnt | EXPERIMENTAL | VALID
L_MODV2_SOIL_ASTAB_003 | SOIL | aggregate stability | ASTAB | Wet Sieving | WET_SIEVING | Eijkamp method | 1:5 | v/v |  | Gravimetric | MEASURED | % | prcnt | OFFICIAL | VALID | Soil Health Institute | Kemper and Rosenau, 1986. Aggregate Stability and Size Distribution, Methods of Soil Analysis: Part 1 Physical and Mineralogical Methods, 5.1, Second Edition, Chapter 17
L_MODV2_SOIL_ASTAB_004 | SOIL | aggregate stability | ASTAB | Wet Sieving | WET_SIEVING | Wet seive | 1:5 | v/v |  | Gravimetric | MEASURED | % | prcnt | OFFICIAL | VALID | Soil Health Institute | Franzluebbers, et al., 2000
L_MODV2_SOIL_ASTAB_005 | SOIL | aggregate stability | ASTAB | Slaking From Raindrop Impact | SLAKING_FROM_RAINDROP_IMPACT | Deionized Water | 1:30 | Slaking | 5 min | Gravimetric | MEASURED | % | prcnt | EXPERIMENTAL | VALID | Cornell | https://bpb-us-e1.wpmucdn.com/blogs.cornell.edu/dist/7/9922/files/2022/04/CSH03-Wet-Aggregate-Stability-SOP-4-2022.pdf
L_MODV2_SOIL_ASTAB_006 | SOIL | aggregate stability | ASTAB | Volumetric Aggergrate Stability Test | VOLUMETRIC_AGGERGATE_STABILITY_TEST | Deionized Water | N/A | Calculation | 3 min | Volume | MEASURED | % | prcnt | PROPRIETARY | VALID | Woods End Laboratories | N/A
L_MODV2_SOIL_AL_001 | SOIL | aluminum | AL | Ammonium Chloride/Barium Chloride | AMMONIUM_CHLORIDE_BARIUM_CHLORIDE | NH4Cl/BaCl2 |  | m/v |  | ICP-OES | MEASURED | cmol/kg | mol1kg-1 | PROVISIONAL | VALID |  | https://www.naptprogram.org/files/napt/western-states-method-manual-2005.pdf
L_MODV2_SOIL_AL_002 | SOIL | aluminum | AL | Ammonium Oxalate | AMMONIUM_OXALATE | Acid Ammonium Oxalate |  | m/v |  | ICP-OES | MEASURED | g/kg | g1kg-1 | PROVISIONAL | VALID | CSSS | Ross, G. J. and Wang C. 1993. Extractable Al, Fe, Mn, and Si. pp. 239-246. In: Carter, M. R. (ed), Soil Sampling and Methods of Analysis, Canadian Society of Soil Sciences, Lewis Publishers, Ann Arbor, MI.
L_MODV2_SOIL_AL_003 | SOIL | aluminum | AL | Aqua Regia, Modified | AQUA_REGIA_MODIFIED | Reverse Aqua Regia (1:3 mixture of hydrochloric (HCl) and nitric (HNO3) acids) | 1:10 | m/v | 20 min | ICP-OES | MEASURED | % | prcnt | EXPERIMENTAL | VALID
L_MODV2_SOIL_AL_004 | SOIL | aluminum | AL | Calcium Chloride | CALCIUM_CHLORIDE | 0.01 M CaCl2 | 1:10 | m/v | 120 min | ICP-OES | MEASURED | g/kg | g1kg-1 | PROVISIONAL | VALID | WEPAL | Houba, V.J.G.; Novozamsky, I.; Lexmond, T.M.; Van der Lee, J.J., 2008. Applicability of 0.01 M CaCl2 as a single extraction solution for the assessment of the nutrient status of soils and other diagnostic purposes. Communications in Soil Science and Plant Analysis, Volume 21, 1990 - Issue 19-20.
L_MODV2_SOIL_AL_005 | SOIL | aluminum | AL | Calculation | CALCULATION | Calculation | Calculation | Calculation | Calculation | Calculation | MEASURED | % | prcnt | PROVISIONAL | VALID
L_MODV2_SOIL_AL_006 | SOIL | aluminum | AL | DTPA-Sorbitol | DTPA-SORBITOL | DTPA-Sorbitol (0.005 M DTPA, 0.01 M CaCl2 and 0.10 M Triethanolamine and 0.20M of Sorbitol, adjusted to pH 7.3 and .) | 1:2 | m/v | 120 min | ICP-OES | MEASURED | g/kg | g1kg-1 | EXPERIMENTAL | VALID | WERA-103 | Soil, Plant and Water Reference Methods for the Western Region, 4th Edition, 2013, WERA-103. Method S-6.12
L_MODV2_SOIL_AL_007 | SOIL | aluminum | AL | EPA 3050A/B | EPA_3050A_B | EPA 3050A/B Digestion (Nitric Acid, Hydrochloric Acid), EPA 6010B Determination (ICP-OES) | 1:15 (varies) | m/v | Heat to 95C, reflux for 15 minutes, cool, then add 5 mL HNO3 and reflux for 30 minutes. Repeat last step as required. | ICP-OES | MEASURED | g/kg | g1kg-1 | OFFICIAL | VALID | US-EPA | U.S. EPA. 1996. “Method 3050B: Acid Digestion of Sediments, Sludges, and Soils,” Revision 2. Washington, DC. / EPA Method 3050B (SW-846): Acid Digestion of Sediments, Sludges, and Soils, 1996.
L_MODV2_SOIL_AL_008 | SOIL | aluminum | AL | EPA 3051A/B | EPA_3051A_B | EPA 3051A/B Microwave Digestion (Nitric Acid, Hydrochloric Acid), EPA 6010B Determination (ICP-OES) |  |  |  |  | MEASURED | g/kg | g1kg-1 | OFFICIAL | VALID | US-EPA
L_MODV2_SOIL_AL_009 | SOIL | aluminum | AL | EPA 3052 | EPA_3052 | EPA 3052 MIcrowave Digestion (Nitric Acid, Hydrofluoric Acid), EPA 6010B Determination (ICP-OES) |  |  |  |  | MEASURED | g/kg | g1kg-1 | OFFICIAL | VALID | US-EPA
L_MODV2_SOIL_AL_010 | SOIL | aluminum | AL | H3A-1 | H3A-1 | H3A-1 Extractant (H3A-1 0.0024 M citric acid + 0.004 M oxalic acid + 0.004 M malic acid at pH 3.75 ) |  | m/v | 10 min | ICP-OES | MEASURED | g/kg | g1kg-1 | EXPERIMENTAL | VALID |  | Haney, R. L., et al. "Modifications to the new soil extractant H3A-1: A multinutrient extractant." Communications in soil science and plant analysis 41.12 (2010): 1513-1523.
L_MODV2_SOIL_AL_011 | SOIL | aluminum | AL | Ion Exchange Resin | ION_EXCHANGE_RESIN | Resin Extraction - Unibest (0.5 M HCl) | Saturated paste |  |  | ICP-OES | MEASURED | g/kg | g1kg-1 | PROPRIETARY | VALID | UniBest, Inc | https://www.unibestinc.com/about
L_MODV2_SOIL_AL_012 | SOIL | aluminum | AL | Mehlich 3 | MEHLICH_3 | Mehlich 3 (0.2N CH3COOH + 0.25N NH4NO3 + 0.013N HNO3 + 0.015N NH4F + 0.001M EDTA) | 1:10 | m/v | 5 min | ICP-OES / AAS | MEASURED | g/kg | g1kg-1 | PROVISIONAL | VALID | SERA-6, NCERA-13, NEC-1812 | Soil Test Methods From the Southeastern United States, SERA-IEG-6, 2014, Chapter 4.3
L_MODV2_SOIL_AL_013 | SOIL | aluminum | AL | Mehlich 3 | MEHLICH_3 | Mehlich 3 (0.2N CH3COOH + 0.25N NH4NO3 + 0.013N HNO3 + 0.015N NH4F + 0.001M EDTA) | 1:10 | v/v | 5 min | ICP-OES / AAS | MEASURED | mg/L | mg1kg-1 | PROVISIONAL | VALID | SERA-6 | Soil Test Methods From the Southeastern United States, SERA-IEG-6, 2014, Chapter 4.3
L_MODV2_SOIL_AL_014 | SOIL | aluminum | AL | Nitric Acid | NITRIC_ACID | HN03 |  | m/v |  |  | MEASURED | g/kg | g1kg-1 | EXPERIMENTAL | RETIRED
L_MODV2_SOIL_AL_015 | SOIL | aluminum | AL | Plant Root Simulator | PLANT_ROOT_SIMULATOR | Plant Root Simulator - PRS | Saturated paste | in situ probe | 180 min | ICP-OES | MEASURED | mg/m2 | mg1[m2]-1 | PROPRIETARY | VALID | Western Ag Innovations | 2013. Ion Supply Rates Using PRS® Probes, pp. 1149-152 in R. O. Miller, R Gavlak and D Horneck, eds. Soil, Plant and Water Reference Methods for the Western Region. WREP-125, 4th Edition.
L_MODV2_SOIL_AL_016 | SOIL | aluminum | AL | Plant Root Simulator | PLANT_ROOT_SIMULATOR | Plant Root Simulator - PRS | Saturated paste | in situ probe | 24 hrs | ICP-OES | MEASURED | mg/m2 | mg1[m2]-1 | PROPRIETARY | VALID | Western Ag Innovations | 2013. Ion Supply Rates Using PRS® Probes, pp. 1149-152 in R. O. Miller, R Gavlak and D Horneck, eds. Soil, Plant and Water Reference Methods for the Western Region. WREP-125, 4th Edition.
L_MODV2_SOIL_AL_017 | SOIL | aluminum | AL | Plant Root Simulator | PLANT_ROOT_SIMULATOR | Plant Root Simulator - PRS | Field Capacity | in situ probe | 24 hrs | ICP-OES | MEASURED | mg/m2 | mg1[m2]-1 | PROPRIETARY | VALID | Western Ag Innovations | 2013. Ion Supply Rates Using PRS® Probes, pp. 1149-152 in R. O. Miller, R Gavlak and D Horneck, eds. Soil, Plant and Water Reference Methods for the Western Region. WREP-125, 4th Edition.
L_MODV2_SOIL_AL_018 | SOIL | aluminum | AL | Potassium Chloride | POTASSIUM_CHLORIDE | 1.0 M KCl | 1:5 | m/v | 30 min | ICP-OES | MEASURED | g/kg | g1kg-1 | OFFICIAL | VALID | WERA-103 | Soil, Plant and Water Reference Methods for the Western Region, 4th Edition, 2013. Method S-15.1
L_MODV2_SOIL_AL_019 | SOIL | aluminum | AL | Potassium Chloride | POTASSIUM_CHLORIDE | 1.0 M KCl | 1:5 | m/v | 30 min | ICP-OES | MEASURED | g/kg | g1kg-1 | OFFICIAL | VALID | WERA-103 | Soil, Plant and Water Reference Methods for the Western Region, 4th Edition, 2013. Method S-15.1
L_MODV2_SOIL_AL_020 | SOIL | aluminum | AL | Potassium Chloride | POTASSIUM_CHLORIDE | 1.0 M KCl | 1:5 | m/v | 30 min | Titration | MEASURED | g/kg | g1kg-1 | OFFICIAL | VALID | WERA-103 | Soil, Plant and Water Reference Methods for the Western Region, 4th Edition, 2013. Method S-15.1
L_MODV2_SOIL_AL_021 | SOIL | aluminum | AL | Potassium Chloride | POTASSIUM_CHLORIDE | 1.0 M KCl | 1:5 | m/v | 30 min | Titration | MEASURED | g/kg | g1kg-1 | OFFICIAL | VALID | WERA-103 | Soil, Plant and Water Reference Methods for the Western Region, 4th Edition, 2013. Method S-15.1
L_MODV2_SOIL_AL_022 | SOIL | aluminum | AL | Saturated paste | SATURATED_PASTE | Soil saturated with DI water, subsequent extraction and retained for analysis | Saturated paste | m/m | 4 hrs | ICP-OES | MEASURED | mg/L | mg1kg-1 | EXPERIMENTAL | VALID | USDA | US Salinity Staff, 1954. L.A Richards (ed.) Diagnosis and improvement of saline alkali soils. 160 p. USDA Handb. 60 US Govt. Print Office, Washington DC.
L_MODV2_SOIL_AL_023 | SOIL | aluminum | AL | Mehlich 3 | MEHLICH_3 | Mehlich 3 (0.2N CH3COOH + 0.25N NH4NO3 + 0.013N HNO3 + 0.015N NH4F + 0.001M EDTA) | 1:10 | m/v | 5 min | ICP-OES / AAS | MEASURED | g/kg | g1kg-1 | PROVISIONAL | VALID |  | Soil Test Methods From the Southeastern United States, SERA-IEG-6, 2014, Chapter 4.3
L_MODV2_SOIL_AL_024 | SOIL | aluminum | AL | Modified Morgan | MODIFIED_MORGAN | Modified Morgan (0.62 N NH4OH + 1.25 N CH3COOH) | 1:5 | m/v | 15 min | ICP-OES | MEASURED | g/kg | g1kg-1 | OFFICIAL | VALID | Cornell | https://bpb-us-e1.wpmucdn.com/blogs.cornell.edu/dist/7/9922/files/2022/04/CSH13-Modified-Morgan-Extraction-and-pH-Measurement-SOP-4-2022-1.pdf
L_MODV2_SOIL_AMINON_001 | SOIL | amino nitrogen | AMINON | Boric Acid | BORIC_ACID | NH2 Release (Boric Acid) |  |  |  | Titration | MEASURED | g/kg | g1kg-1 | EXPERIMENTAL | VALID
L_MODV2_SOIL_NH4_001 | SOIL | ammonium | NH4 | Plant Root Simulator | PLANT_ROOT_SIMULATOR | Plant Root Simulator - PRS | Saturated paste | in situ probe | 180 min | Spectrophotometric | MEASURED | mg/m2 | mg1[m2]-1 | PROPRIETARY | VALID | Western Ag Innovations | 2013. Ion Supply Rates Using PRS® Probes, pp. 1149-152 in R. O. Miller, R Gavlak and D Horneck, eds. Soil, Plant and Water Reference Methods for the Western Region. WREP-125, 4th Edition.
L_MODV2_SOIL_NH4_002 | SOIL | ammonium | NH4 | Plant Root Simulator | PLANT_ROOT_SIMULATOR | Plant Root Simulator - PRS | Saturated paste | in situ probe | 24 hrs | Spectrophotometric | MEASURED | mg/m2 | mg1[m2]-1 | PROPRIETARY | VALID | Western Ag Innovations | 2013. Ion Supply Rates Using PRS® Probes, pp. 1149-152 in R. O. Miller, R Gavlak and D Horneck, eds. Soil, Plant and Water Reference Methods for the Western Region. WREP-125, 4th Edition.
L_MODV2_SOIL_NH4_003 | SOIL | ammonium | NH4 | Plant Root Simulator | PLANT_ROOT_SIMULATOR | Plant Root Simulator - PRS | Saturated paste | in situ probe | 24 hrs | Spectrophotometric | MEASURED | mg/m2 | mg1[m2]-1 | PROPRIETARY | VALID | Western Ag Innovations | 2013. Ion Supply Rates Using PRS® Probes, pp. 1149-152 in R. O. Miller, R Gavlak and D Horneck, eds. Soil, Plant and Water Reference Methods for the Western Region. WREP-125, 4th Edition.
L_MODV2_SOIL_NH4N_001 | SOIL | ammonium-nitrogen | NH4N | Calcium Chloride | CALCIUM_CHLORIDE | 0.01 M CaCl2 | 1:10 | m/v | 120 min | ICP-OES | MEASURED | g/kg | g1kg-1 | OFFICIAL | VALID | WEPAL | Houba, V.J.G.; Novozamsky, I.; Lexmond, T.M.; Van der Lee, J.J., 2008. Applicability of 0.01 M CaCl2 as a single extraction solution for the assessment of the nutrient status of soils and other diagnostic purposes. Communications in Soil Science and Plant Analysis, Volume 21, 1990 - Issue 19-20.
L_MODV2_SOIL_NH4N_002 | SOIL | ammonium-nitrogen | NH4N | Slurry | SLURRY | Deionized Water | 1:1 |  |  | Spectrophotometric | MEASURED | g/kg | g1kg-1 | EXPERIMENTAL | VALID
L_MODV2_SOIL_NH4N_003 | SOIL | ammonium-nitrogen | NH4N | H3A-1 | H3A-1 | H3A-1 Extractant (H3A-1 0.0024 M citric acid + 0.004 M oxalic acid + 0.004 M malic acid at pH 3.75 ) | 1:10 | m/v | 10 min | Spectrophotometric | MEASURED | g/kg | g1kg-1 | EXPERIMENTAL | VALID |  | Communications in Soil Science and Plant Analysis 41(12):1513-1523, DOI:10.1080/00103624.2010.482173
L_MODV2_SOIL_NH4N_004 | SOIL | ammonium-nitrogen | NH4N | Ion Exchange Resin | ION_EXCHANGE_RESIN | Resin Extraction - Unibest (0.5 M HCl) | Saturated paste |  |  | Spectrophotometric | MEASURED | g/kg | g1kg-1 | PROPRIETARY | VALID
L_MODV2_SOIL_NH4N_005 | SOIL | ammonium-nitrogen | NH4N | Potassium Chloride | POTASSIUM_CHLORIDE | 1.0 M KCl | 1:5 | m/v | 30 min | Spectrophotometric | MEASURED | g/kg | g1kg-1 | OFFICIAL | VALID | NCERA-13 | North Central Regional Research Publication No. 221 (Revised 2015), Chapter 5, pp 5.1-5.3.
L_MODV2_SOIL_NH4N_006 | SOIL | ammonium-nitrogen | NH4N | Potassium Chloride | POTASSIUM_CHLORIDE | 1.0 M KCl | 1:5 | m/v | 30 min | Diff - Conductivity | MEASURED | g/kg | g1kg-1 | OFFICIAL | VALID | NCERA-13 | North Central Regional Research Publication No. 221 (Revised 2015), Chapter 5, pp 5.1-5.3.
L_MODV2_SOIL_NH4N_007 | SOIL | ammonium-nitrogen | NH4N | Potassium Chloride | POTASSIUM_CHLORIDE | 0.5 M KCl |  |  |  | Spectrophotometric | MEASURED | g/kg | g1kg-1 | PROVISIONAL | VALID
L_MODV2_SOIL_NH4N_008 | SOIL | ammonium-nitrogen | NH4N | Potassium Chloride | POTASSIUM_CHLORIDE | 2.0 M KCl | 1:5 | m/v | 30 min | Spectrophotometric | MEASURED | g/kg | g1kg-1 | OFFICIAL | VALID | NCERA-13 | North Central Regional Research Publication No. 221 (Revised 2015), Chapter 5, pp 5.1-5.3.
L_MODV2_SOIL_NH4N_009 | SOIL | ammonium-nitrogen | NH4N | Saturated paste | SATURATED_PASTE | Soil saturated with DI water, subsequent extraction and retained for analysis | Saturated paste | m/m | 4 hrs | Spectrophotometric | MEASURED | mg/L | mg1kg-1 | PROVISIONAL | VALID | USDA | US Salinity Staff, 1954. L.A Richards (ed.) Diagnosis and improvement of saline alkali soils. 160 p. USDA Handb. 60 US Govt. Print Office, Washington DC.
L_MODV2_SOIL_SB_001 | SOIL | antimony | SB | EPA 3050 | EPA_3050 | EPA 3050 Digestion (Nitric Acid, Hydrogen Peroxide), EPA 6010B Determination (ICP-OES) | 1:15 (varies) | m/v | Heat to 95C, reflux for 15 minutes, cool, then add 5 mL HNO3 and reflux for 30 minutes. Repeat last step as required. | ICP-OES | MEASURED | g/kg | g1kg-1 | OFFICIAL | VALID | US-EPA | U.S. EPA. 1996. “Method 3050B: Acid Digestion of Sediments, Sludges, and Soils,” Revision 2. Washington, DC. / EPA Method 3050B (SW-846): Acid Digestion of Sediments, Sludges, and Soils, 1996.
L_MODV2_SOIL_AS_001 | SOIL | arsenic | AS | Aqua Regia | AQUA_REGIA | Aqua Regia (3:1 mixture of hydrochloric (HCl) and nitric (HNO3) acids) | 1:10 | m/v | 20 min | ICP-OES / ICP-MS | MEASURED | g/kg | g1kg-1 | OFFICIAL | VALID | ISO | ISO standard 11466 or EPA 3051A
L_MODV2_SOIL_AS_002 | SOIL | arsenic | AS | EPA 3050 | EPA_3050 | EPA 3050 Digestion (Nitric Acid, Hydrogen Peroxide), EPA 6010B Determination (ICP-OES) | 1:15 (varies) | m/v | Heat to 95C, reflux for 15 minutes, cool, then add 5 mL HNO3 and reflux for 30 minutes. Repeat last step as required. | ICP-OES | MEASURED | g/kg | g1kg-1 | OFFICIAL | VALID | US-EPA | U.S. EPA. 1996. “Method 3050B: Acid Digestion of Sediments, Sludges, and Soils,” Revision 2. Washington, DC. / EPA Method 3050B (SW-846): Acid Digestion of Sediments, Sludges, and Soils, 1996.
L_MODV2_SOIL_AS_003 | SOIL | arsenic | AS | EPA 3050 | EPA_3050 | EPA 3050 Digestion (Nitric Acid, Hydrogen Peroxide), EPA 6010B Determination (ICP-OES) | 1:15 (varies) | m/v | Heat to 95C, reflux for 15 minutes, cool, then add 5 mL HNO3 and reflux for 30 minutes. Repeat last step as required. | ICP-OES | MEASURED | g/kg | g1kg-1 | OFFICIAL | VALID | US-EPA | U.S. EPA. 1996. “Method 3050B: Acid Digestion of Sediments, Sludges, and Soils,” Revision 2. Washington, DC. / EPA Method 3050B (SW-846): Acid Digestion of Sediments, Sludges, and Soils, 1996.
L_MODV2_SOIL_AS_004 | SOIL | arsenic | AS | EPA 3051A/B | EPA_3051A_B | EPA 3051A/B Microwave Digestion (Nitric Acid, Hydrochloric Acid), EPA 6010B Determination (ICP-OES) |  |  |  |  | MEASURED | g/kg | g1kg-1 | OFFICIAL | VALID | US-EPA | U.S. EPA. 1996. “Method 3050B: Acid Digestion of Sediments, Sludges, and Soils,” Revision 2. Washington, DC. / EPA Method 3050B (SW-846): Acid Digestion of Sediments, Sludges, and Soils, 1996.
L_MODV2_SOIL_AS_005 | SOIL | arsenic | AS | EPA 3052 | EPA_3052 | EPA 3052 MIcrowave Digestion (Nitric Acid, Hydrofluoric Acid), EPA 6010B Determination (ICP-OES) |  |  |  |  | MEASURED | g/kg | g1kg-1 | OFFICIAL | VALID | US-EPA | U.S. EPA. 1996. “Method 3050B: Acid Digestion of Sediments, Sludges, and Soils,” Revision 2. Washington, DC. / EPA Method 3050B (SW-846): Acid Digestion of Sediments, Sludges, and Soils, 1996.
L_MODV2_SOIL_ARYLS_001 | SOIL | arylsulfatase | ARYLS |  |  | Assay incubation | 1:10 | v/v |  | Spectrophotometric | MEASURED | nmol/h/mg | nmol1hr-1mg-1 | OFFICIAL | VALID | Soil Health Institute | Klose, et al., 2011
L_MODV2_SOIL_AWHC_001 | SOIL | available water holding capacity | AWHC | Slurry | SLURRY | Ceramic plate method measured at -33 kPa (-10 kPa for sandy soils) and -1500 kPa | 1:4 | v/v |  | Gravimetric | MEASURED | g/kg | g1kg-1 | OFFICIAL | VALID | Soil Health Institute | Klute, 1986
L_MODV2_SOIL_BA_001 | SOIL | barium | BA | EPA 3050 | EPA_3050 | EPA 3050 Digestion (Nitric Acid, Hydrogen Peroxide), EPA 6010B Determination (ICP-OES) | 1:15 (varies) | m/v | Heat to 95C, reflux for 15 minutes, cool, then add 5 mL HNO3 and reflux for 30 minutes. Repeat last step as required. | ICP-OES | MEASURED | g/kg | g1kg-1 | OFFICIAL | VALID | US-EPA | U.S. EPA. 1996. “Method 3050B: Acid Digestion of Sediments, Sludges, and Soils,” Revision 2. Washington, DC. / EPA Method 3050B (SW-846): Acid Digestion of Sediments, Sludges, and Soils, 1996.
L_MODV2_SOIL_BA_002 | SOIL | barium | BA | Mehlich 3 | MEHLICH_3 | Mehlich 3 (0.2N CH3COOH + 0.25N NH4NO3 + 0.013N HNO3 + 0.015N NH4F + 0.001M EDTA) | 1:10 | m/v | 5 min | ICP-OES / AAS | MEASURED | g/kg | g1kg-1 | PROVISIONAL | VALID
L_MODV2_SOIL_BA_003 | SOIL | barium | BA | EPA 3051A/B | EPA_3051A_B | EPA 3051A/B Microwave Digestion (Nitric Acid, Hydrochloric Acid), EPA 6010B Determination (ICP-OES) |  |  |  |  | MEASURED | g/kg | g1kg-1 | OFFICIAL | VALID | US-EPA | U.S. EPA. 1996. “Method 3050B: Acid Digestion of Sediments, Sludges, and Soils,” Revision 2. Washington, DC. / EPA Method 3050B (SW-846): Acid Digestion of Sediments, Sludges, and Soils, 1996.
L_MODV2_SOIL_BA_004 | SOIL | barium | BA | EPA 3052 | EPA_3052 | EPA 3052 MIcrowave Digestion (Nitric Acid, Hydrofluoric Acid), EPA 6010B Determination (ICP-OES) |  |  |  |  | MEASURED | g/kg | g1kg-1 | OFFICIAL | VALID | US-EPA | U.S. EPA. 1996. “Method 3050B: Acid Digestion of Sediments, Sludges, and Soils,” Revision 2. Washington, DC. / EPA Method 3050B (SW-846): Acid Digestion of Sediments, Sludges, and Soils, 1996.
L_MODV2_SOIL_BS_001 | SOIL | base saturation | BS | Calculation | CALCULATION | Calculation | Calculation | Calculation | Calculation | ICP-OES / AAS | Calculation | % | prcnt | OFFICIAL | VALID | NCERA-13 | North Central Regional Research Publication No. 221 (Revised 2015), Chapter 7, p 7.3
L_MODV2_SOIL_CABS_001 | SOIL | base saturation - Ca | CABS | Calculation | CALCULATION | Calculation | Calculation | Calculation | Calculation | ICP-OES / AAS | Calculation | % | prcnt | OFFICIAL | VALID | NCERA-13 | North Central Regional Research Publication No. 221 (Revised 2015), Chapter 7, p 7.3
L_MODV2_SOIL_HBS_001 | SOIL | base saturation - H | HBS | Calculation | CALCULATION | Calculation | Calculation | Calculation | Calculation | ICP-OES / AAS | Calculation | % | prcnt | OFFICIAL | VALID | NCERA-13 | North Central Regional Research Publication No. 221 (Revised 2015), Chapter 7, p 7.3
L_MODV2_SOIL_KBS_001 | SOIL | base saturation - K | KBS | Calculation | CALCULATION | Calculation | Calculation | Calculation | Calculation | ICP-OES / AAS | Calculation | % | prcnt | OFFICIAL | VALID | NCERA-13 | North Central Regional Research Publication No. 221 (Revised 2015), Chapter 7, p 7.3
L_MODV2_SOIL_MGBS_001 | SOIL | base saturation - Mg | MGBS | Calculation | CALCULATION | Calculation | Calculation | Calculation | Calculation | ICP-OES / AAS | Calculation | % | prcnt | OFFICIAL | VALID | NCERA-13 | North Central Regional Research Publication No. 221 (Revised 2015), Chapter 7, p 7.3
L_MODV2_SOIL_NABS_001 | SOIL | base saturation - Na | NABS | Calculation | CALCULATION | Calculation | Calculation | Calculation | Calculation | ICP-OES / AAS | Calculation | % | prcnt | OFFICIAL | VALID | SERA-6 | https://aesl.ces.uga.edu/sera6/PUB/MethodsManualFinalSERA6.pdf
L_MODV2_SOIL_CAMGBS_001 | SOIL | base saturation - Ca:Mg | CAMGBS | Mehlich 3 | CALCULATION | Mehlich 3 (0.2N CH3COOH + 0.25N NH4NO3 + 0.013N HNO3 + 0.015N NH4F + 0.001M EDTA) | 1:10 | m/v | 5 min | ICP-OES / AAS | Calculation | None | ratio | EXPERIMENTAL | INVALID | SERA-6, NCERA-13, NEC-1812 | Soil Test Methods From the Southeastern United States, SERA-IEG-6, 2014, Chapter 4.3
L_MODV2_SOIL_CAMGBS_002 | SOIL | base saturation - Ca:Mg | CAMGBS | Mehlich 3 | CALCULATION | Mehlich 3 (0.2N CH3COOH + 0.25N NH4NO3 + 0.013N HNO3 + 0.015N NH4F + 0.001M EDTA) | 1:10 | m/v | 5 min | ICP-OES / AAS | Calculation | None | ratio | EXPERIMENTAL | VALID | SERA-6, NCERA-13, NEC-1812 | Soil Test Methods From the Southeastern United States, SERA-IEG-6, 2014, Chapter 4.3
L_MODV2_SOIL_CAANDMGBS_001 | SOIL | base saturation - Ca+Mg | CAANDMGBS | Mehlich 3 | CALCULATION | Mehlich 3 (0.2N CH3COOH + 0.25N NH4NO3 + 0.013N HNO3 + 0.015N NH4F + 0.001M EDTA) | 1:10 | m/v | 5 min | ICP-OES / AAS | Calculation | None | ratio | EXPERIMENTAL | VALID | SERA-6, NCERA-13, NEC-1812 | Soil Test Methods From the Southeastern United States, SERA-IEG-6, 2014, Chapter 4.3
L_MODV2_SOIL_MGKBS_001 | SOIL | base saturation - Mg:K | MGKBS | Mehlich 3 | CALCULATION | Mehlich 3 (0.2N CH3COOH + 0.25N NH4NO3 + 0.013N HNO3 + 0.015N NH4F + 0.001M EDTA) | 1:10 | m/v | 5 min | ICP-OES / AAS | Calculation | None | ratio | EXPERIMENTAL | VALID | SERA-6, NCERA-13, NEC-1812 | Soil Test Methods From the Southeastern United States, SERA-IEG-6, 2014, Chapter 4.3
L_MODV2_SOIL_KMGBS_001 | SOIL | base saturation - K:Mg | KMGBS | Mehlich 3 | CALCULATION | Mehlich 3 (0.2N CH3COOH + 0.25N NH4NO3 + 0.013N HNO3 + 0.015N NH4F + 0.001M EDTA) | 1:10 | m/v | 5 min | ICP-OES / AAS | Calculation | None | ratio | EXPERIMENTAL | VALID | SERA-6, NCERA-13, NEC-1812 | Soil Test Methods From the Southeastern United States, SERA-IEG-6, 2014, Chapter 4.3
L_MODV2_SOIL_CAMGBS_001 | SOIL | base saturation - Ca+Mg | CAMGBS | Mehlich 3 | CALCULATION | Mehlich 3 (0.2N CH3COOH + 0.25N NH4NO3 + 0.013N HNO3 + 0.015N NH4F + 0.001M EDTA) | 1:10 | m/v | 5 min | ICP-OES / AAS | Calculation | None | ratio | EXPERIMENTAL | INVALID | SERA-6, NCERA-13, NEC-1812 | Soil Test Methods From the Southeastern United States, SERA-IEG-6, 2014, Chapter 4.3
L_MODV2_SOIL_BGLUCO_001 | SOIL | beta-glucosidase | BGLUCO |  |  | Assay incubation | 1:5 | v/v |  | Spectrophotometric | MEASURED | g/kg | g1kg-1 | OFFICIAL | VALID | Soil Health Institute | Tabatabai, et al., 1994
L_MODV2_SOIL_HCO3_001 | SOIL | bicarbonate | HCO3 | Slurry | SLURRY | Soil saturated with DI water, subsequent extraction and retained for analysis | N/A | m/m | 4 hrs | ICP-OES | Calculation | meq/L | meq1l-1 | PROVISIONAL | VALID |  | US Salinity Staff, 1954. L.A Richards (ed.) Diagnosis and improvement of saline alkali soils. 160 p. USDA Handb. 60 US Govt. Print Office, Washington DC.
L_MODV2_SOIL_HCO3_002 | SOIL | bicarbonate | HCO3 | Slurry | SLURRY | Soil saturated with DI water, subsequent extraction and retained for analysis | N/A | m/m | 4 hrs | Titration | MEASURED | meq/L | meq1l-1 | OFFICIAL | VALID | WERA-103 | Soil, Plant and Water Reference Methods for the Western Region, 4th Edition, 2013. Method S-1.3
L_MODV2_SOIL_HCO3_003 | SOIL | bicarbonate | HCO3 | Saturated paste | SATURATED_PASTE | Soil saturated with DI water, subsequent extraction and retained for analysis | Saturated paste | m/m | 4 hrs | Titration | MEASURED | meq/L | meq1l-1 | OFFICIAL | VALID | WERA-103 | Soil, Plant and Water Reference Methods for the Western Region, 4th Edition, 2013. Method S-15.1
L_MODV2_SOIL_HCO3_004 | SOIL | bicarbonate | HCO3 | Slurry | SLURRY | Dionized Water | 1:1 | v/v |  | Titration | MEASURED | meq/L | meq1l-1 | EXPERIMENTAL | RETIRED
L_MODV2_SOIL_HCO3_005 | SOIL | bicarbonate | HCO3 | [7 empty] | MEASURED | meq/L | meq1l-1 | EXPERIMENTAL | RETIRED
L_MODV2_SOIL_B_001 | SOIL | boron | B | Calcium Chloride | CALCIUM_CHLORIDE | Hot CaCl2 (NCERA, SERA, WERA.. All three different concentration of CaCl2) |  |  |  | ICP-OES | MEASURED | g/kg | g1kg-1 | OFFICIAL | VALID
L_MODV2_SOIL_B_002 | SOIL | boron | B | Calcium Chloride | CALCIUM_CHLORIDE | 0.01 M CaCl2 | 1:10 | m/v | 120 min | ICP-OES | MEASURED | g/kg | g1kg-1 | OFFICIAL | VALID | WEPAL | Houba, V.J.G.; Novozamsky, I.; Lexmond, T.M.; Van der Lee, J.J., 2008. Applicability of 0.01 M CaCl2 as a single extraction solution for the assessment of the nutrient status of soils and other diagnostic purposes. Communications in Soil Science and Plant Analysis, Volume 21, 1990 - Issue 19-20.
L_MODV2_SOIL_B_003 | SOIL | boron | B | Slurry | SLURRY | Hot Water (Extracting Solution: Dissolve 1 g of CaCl2 • 2H2O in deionized water. Make to 1 L volume with high quality, deionized water. Curcumin method for spctrophotometer, Add 4mL of curcumin-oxide to 2mL extract. Evaporate on water bath. Add 25 mL alcohol.) | 1:2 | m/v | Boil for 5 min | Spectrophotometric | MEASURED | g/kg | g1kg-1 | OFFICIAL | VALID | NCERA-13 | North Central Regional Research Publication No. 221 (Revised 2015), Chapter 10, p 10.1-10.4
L_MODV2_SOIL_B_004 | SOIL | boron | B | Slurry | SLURRY | Hot Water (Extracting Solution: Dissolve 1 g of CaCl2 • 2H2O in deionized water. Make to 1 L volume with high quality, deionized water. ) | 1:2 | m/v | Boil for 5 min | ICP-OES | MEASURED | g/kg | g1kg-1 | OFFICIAL | VALID | NCERA-13 | North Central Regional Research Publication No. 221 (Revised 2015), Chapter 10, p 10.1-10.4
L_MODV2_SOIL_B_005 | SOIL | boron | B | Slurry | SLURRY | Deionized Water Extraction | 1:1 |  |  | ICP-OES | MEASURED | g/kg | g1kg-1 | EXPERIMENTAL | VALID
L_MODV2_SOIL_B_006 | SOIL | boron | B | Slurry | SLURRY | Deionized Water Extraction (Deionized water, or substitue 0.01 M CaCl2 to reduce turbidity in the filtrate. ) | 1:2 | m/v | Boil for 10 min | ICP-OES | MEASURED | g/kg | g1kg-1 | EXPERIMENTAL | VALID
L_MODV2_SOIL_B_007 | SOIL | boron | B | Slurry | SLURRY | Deionized Water (Deionized water, or substitute 0.01 M CaCl2 to reduce turbidity in the filtrate.) | 1:5 | m/v | Hot-water shaking bath for 30 minutes at 80C | Spectrophotometric | MEASURED | g/kg | g1kg-1 | EXPERIMENTAL | VALID
L_MODV2_SOIL_B_008 | SOIL | boron | B | Slurry | SLURRY | Deionized Water (Deionized water, or substitute 0.01 M CaCl2 to reduce turbidity in the filtrate.) | 1:5 | m/v | Hot-water shaking bath for 30 minutes at 80C | ICP-OES | MEASURED | g/kg | g1kg-1 | EXPERIMENTAL | VALID
L_MODV2_SOIL_B_009 | SOIL | boron | B | Slurry | SLURRY | Deionized Water Extraction | 1:20 |  |  | ICP-OES | MEASURED | g/kg | g1kg-1 | EXPERIMENTAL | VALID
L_MODV2_SOIL_B_010 | SOIL | boron | B | Saturated paste | SATURATED_PASTE | Soil saturated with DI water, subsequent extraction and retained for analysis | N/A | m/v | 180 min | ICP-OES | MEASURED | mg/L | mg1kg-1 | OFFICIAL | VALID | WERA-103 | Soil, Plant and Water Reference Methods for the Western Region, 4th Edition, 2013. Method S-1.5
L_MODV2_SOIL_B_011 | SOIL | boron | B | DTPA-Sorbitol | DTPA-SORBITOL | DTPA-Sorbitol (0.005 M DTPA, 0.01 M CaCl2 and 0.10 M Triethanolamine and 0.20M of Sorbitol, adjusted to pH 7.3 and .) | 1:2 | m/v | 120 min | ICP-OES | MEASURED | g/kg | g1kg-1 | OFFICIAL | VALID | WERA-103, SERA 6 | Soil, Plant and Water Reference Methods for the Western Region, 4th Edition, 2013, WERA-103. Method S-6.12
L_MODV2_SOIL_B_012 | SOIL | boron | B | EPA 3050A/B | EPA_3050A_B | EPA 3050A/B Digestion (Nitric Acid, Hydrochloric Acid), EPA 6010B Determination (ICP-OES) | 1:15 (varies) | m/v | Heat to 95C, reflux for 15 minutes, cool, then add 5 mL HNO3 and reflux for 30 minutes. Repeat last step as required. | ICP-OES | MEASURED | g/kg | g1kg-1 | OFFICIAL | VALID | US-EPA | U.S. EPA. 1996. “Method 3050B: Acid Digestion of Sediments, Sludges, and Soils,” Revision 2. Washington, DC. / EPA Method 3050B (SW-846): Acid Digestion of Sediments, Sludges, and Soils, 1996.
L_MODV2_SOIL_B_013 | SOIL | boron | B | EPA 3051A/B | EPA_3051A_B | EPA 3051A/B Microwave Digestion (Nitric Acid, Hydrochloric Acid), EPA 6010B Determination (ICP-OES) |  |  |  |  | MEASURED | g/kg | g1kg-1 | OFFICIAL | VALID | US-EPA
L_MODV2_SOIL_B_014 | SOIL | boron | B | EPA 3052 | EPA_3052 | EPA 3052 MIcrowave Digestion (Nitric Acid, Hydrofluoric Acid), EPA 6010B Determination (ICP-OES) |  |  |  |  | MEASURED | g/kg | g1kg-1 | OFFICIAL | VALID | US-EPA
L_MODV2_SOIL_B_015 | SOIL | boron | B | Ion Exchange Resin | ION_EXCHANGE_RESIN | Resin Extraction - Unibest (0.5 M HCl) | Saturated paste | in situ capsule | 4 days, 1 hour acid leaching | ICP-OES | MEASURED | g/kg | g1kg-1 | PROPRIETARY | VALID | UniBest, Inc | https://www.unibestinc.com/about
L_MODV2_SOIL_B_016 | SOIL | boron | B | Mehlich 1 | MEHLICH_1 | Mehlich 1 (0.05 M HCl + 0.0125 M H2SO4) | 1:5 | m/v | 5 min | ICP-OES | MEASURED | g/kg | g1kg-1 | OFFICIAL | VALID | SERA-6 | Soil Test Methods From the Southeastern United States, SERA-IEG-6, 2014, Chapter 4.2
L_MODV2_SOIL_B_017 | SOIL | boron | B | Mehlich 3 | MEHLICH_3 | Mehlich 3 (0.2N CH3COOH + 0.25N NH4NO3 + 0.013N HNO3 + 0.015N NH4F + 0.001M EDTA) | 1:10 | m/v | 5 min | ICP-OES / AAS | MEASURED | g/kg | g1kg-1 | OFFICIAL | VALID | SERA-6, NCERA-13, NEC-1812 | Soil Test Methods From the Southeastern United States, SERA-IEG-6, 2014, Chapter 4.3
L_MODV2_SOIL_B_018 | SOIL | boron | B | Mehlich 3 | MEHLICH_3 | Mehlich 3 (0.2N CH3COOH + 0.25N NH4NO3 + 0.013N HNO3 + 0.015N NH4F + 0.001M EDTA) | 1:10 | v/v | 5 min | ICP-OES / AAS | MEASURED | mg/L | mg1kg-1 | OFFICIAL | VALID | SERA-6 | Soil Test Methods From the Southeastern United States, SERA-IEG-6, 2014, Chapter 4.3
L_MODV2_SOIL_B_019 | SOIL | boron | B | Nitric Acid | NITRIC_ACID | Nitric Acid |  |  |  |  | MEASURED | g/kg | g1kg-1 | EXPERIMENTAL | RETIRED
L_MODV2_SOIL_B_020 | SOIL | boron | B | Plant Root Simulator | PLANT_ROOT_SIMULATOR | Plant Root Simulator - PRS | Saturated paste | in situ probe | 180 min | ICP-OES | MEASURED | mg/m2 | mg1[m2]-1 | PROPRIETARY | VALID | Western Ag Innovations | 2013. Ion Supply Rates Using PRS® Probes, pp. 1149-152 in R. O. Miller, R Gavlak and D Horneck, eds. Soil, Plant and Water Reference Methods for the Western Region. WREP-125, 4th Edition.
L_MODV2_SOIL_B_021 | SOIL | boron | B | Plant Root Simulator | PLANT_ROOT_SIMULATOR | Plant Root Simulator - PRS | Saturated paste | in situ probe | 24 hrs | ICP-OES | MEASURED | mg/m2 | mg1[m2]-1 | PROPRIETARY | VALID | Western Ag Innovations | 2013. Ion Supply Rates Using PRS® Probes, pp. 1149-152 in R. O. Miller, R Gavlak and D Horneck, eds. Soil, Plant and Water Reference Methods for the Western Region. WREP-125, 4th Edition.
L_MODV2_SOIL_B_022 | SOIL | boron | B | Saturated paste | SATURATED_PASTE | Soil saturated with DI water, subsequent extraction and retained for analysis | Saturated paste | m/m | 4 hrs / 16 hrs | ICP-OES / ICP-MS | MEASURED | g/kg | g1kg-1 | OFFICIAL | VALID | WERA-103 | Soil, Plant and Water Reference Methods for the Western Region, 4th Edition, 2013. Method S-15.1
L_MODV2_SOIL_B_023 | SOIL | boron | B | Modified Morgan | MODIFIED_MORGAN | Modified Morgan (0.62 N NH4OH + 1.25 N CH3COOH) | 1:5 | m/v | 15 min | ICP-OES | MEASURED | g/kg | g1kg-1 | OFFICIAL | VALID | Cornell | https://bpb-us-e1.wpmucdn.com/blogs.cornell.edu/dist/7/9922/files/2022/04/CSH13-Modified-Morgan-Extraction-and-pH-Measurement-SOP-4-2022-1.pdf
L_MODV2_SOIL_BPH_001 | SOIL | buffer pH | BPH | Adams-Evans | ADAMS-EVANS | Adams-Evans: 1.0 M KCl, 0.14 M p-nitrophenol + 0.24 M boric acid, pH 8.00 | 1:2 | v/v | 30 min | H+ ISE | MEASURED | S.U. |  | OFFICIAL | VALID | SERA-6 | Soil Test Methods From the Southeastern United States, SERA-IEG-6, 2014, Chapter 3.8
L_MODV2_SOIL_BPH_002 | SOIL | buffer pH | BPH | Adams-Evans, Modified | ADAMS-EVANS_MODIFIED | Modified Adams-Evans: 1.0 M KCl + 0.22 M KH2PO4 + 0.24 M boric acid, pH 8.00 | 1:2 | v/v | 30 min | H+ ISE | MEASURED | S.U. |  | OFFICIAL | VALID | SERA-6 | Soil Test Methods From the Southeastern United States, SERA-IEG-6, 2014, Chapter 3.8
L_MODV2_SOIL_BPH_003 | SOIL | buffer pH | BPH | Calculation | CALCULATION | Regressed soil Sikora Buffer pH | Calculation | Calculation | Calculation | Calculation | MEASURED | S.U. |  | EXPERIMENTAL | VALID
L_MODV2_SOIL_BPH_004 | SOIL | buffer pH | BPH | Mehlich Buffer | MEHLICH_BUFFER | Mehlich: 0.043 M acetic acid + 0.034 M triethanolamine + 0.8 M NH4Cl, 0.08 M BaCl2 + 0.08 M Na glycerophosphate, pH 6.60 | 1:2 | v/v | 30 min | H+ ISE | MEASURED | S.U. |  | OFFICIAL | VALID | NECC-1812 | Recommended Soil Testing Procedures for the Northeastern United States, NECC-1812 Publication No. 493, 3rd Edition, 2011, Chapter 2.
L_MODV2_SOIL_BPH_005 | SOIL | buffer pH | BPH | Mehlich Buffer, Modified | MEHLICH_BUFFER_MODIFIED | Mod Mehlich: 0.043 M acetic acid + 0.034 M triethanolamine + 0.8 M NH4Cl, 0.08 M CaCl2.2 H2O + 0.08 M Na glycerophosphate, pH 6.60 | 1:2 | v/v | 30 min | H+ ISE | MEASURED | S.U. |  | OFFICIAL | VALID | SERA-6 | Soil Test Methods From the Southeastern United States, SERA-IEG-6, 2014, Chapter 3.6
L_MODV2_SOIL_BPH_006 | SOIL | buffer pH | BPH | Moore-Sikora | MOORE-SIKORA | Moore-Sikora: 1.0 M KCl + 0.035 M MES + 0.13 M MOPS + 0.21 M boric acid, pH 7.92 | 1:2 | v/v | 30 min | H+ ISE | MEASURED | S.U. |  | OFFICIAL | VALID | SERA-6 | Soil Test Methods From the Southeastern United States, SERA-IEG-6, 2014, Chapter 3.8
L_MODV2_SOIL_BPH_007 | SOIL | buffer pH | BPH | Sikora 1 | SIKORA_1 | Sikora 1: 2.0 M KCl + 0.089M acetic acid + 0.031M MES + 0.014 M imidazole + 0.070 M triethanolamine, pH of 7.70 | 1:2 | v/v | 30 min | H+ ISE | MEASURED | S.U. |  | OFFICIAL | VALID | SERA-6 | Soil Test Methods From the Southeastern United States, SERA-IEG-6, 2014, Chapter 3.4
L_MODV2_SOIL_BPH_008 | SOIL | buffer pH | BPH | Sikora 2 | SIKORA_2 | Sikora 2: 1.0 M KCl + 0.089 M acetic acid + 0.031 M MES + 0.014 M imidazole + 0.070 M triethanolamine, pH 7.53 | 1:2 | v/v | 30 min | H+ ISE | MEASURED | S.U. |  | OFFICIAL | VALID | SERA-6 | Soil Test Methods From the Southeastern United States, SERA-IEG-6, 2014, Chapter 3.5
L_MODV2_SOIL_BPH_009 | SOIL | buffer pH | BPH | SMP | SMP | SMP: 0.013 M p-nitrophenol + 0.015M K2CrO4 + 0.36 M CaCl2 + 0.0126 M Ca(CO2CH3)2, and 0.019 M triethanolamine, pH of 7.50 | 1:2 | v/v | 30 min | H+ ISE | MEASURED | S.U. |  | OFFICIAL | VALID | NCERA-13 | North Central Regional Research Publication No. 221 (Revised 2015), Chapter 12, pp 12.5-12.6.
L_MODV2_SOIL_BPH_010 | SOIL | buffer pH | BPH | Woodruff | WOODRUFF | Woodruff: 0.063 M Ca(CH3COOH)2 + 0.086 M p-nitrophenol + 0.072M salicylic acid + 0.031 M NaOH, pH 7.00 | 1:2 | v/v | 30 min | H+ ISE | MEASURED | S.U. |  | OFFICIAL | VALID | SSSA | Woodruff, C. M. 1947. Soil Sci. Soc. Amer. Proc. 12:141-142.
L_MODV2_SOIL_BPH_011 | SOIL | buffer pH | BPH | Woodruff, Modified | WOODRUFF_MODIFIED | Modified Woodruff: 0.063 M Ca(CH3COH) + 0.054 M Ca(OH)2 + 0.086 M p-nitrophenol + 0.072M salicylic acid, pH 7.00 | 1:2 | v/v | 30 min | H+ ISE | MEASURED | S.U. |  | OFFICIAL | VALID | NCERA-13 | North Central Regional Research Publication No. 221 (Revised 2015), Chapter 4, pp 4.5-4.6.
L_MODV2_SOIL_BD_001 | SOIL | bulk density | BD | Clod | CLOD | [5 empty] | MEASURED | g/cm3 | g1[cm3]-1 | EXPERIMENTAL | RETIRED
L_MODV2_SOIL_BD_002 | SOIL | bulk density | BD | Coarse | COARSE | [5 empty] | MEASURED | g/cm3 | g1[cm3]-1 | EXPERIMENTAL | RETIRED
L_MODV2_SOIL_BD_003 | SOIL | bulk density | BD | Core Extraction | CORE_EXTRACTION | Core method: diameter to be determined, (most likely 2-inch or 5.08 cm) | 1:5 | m/v |  | Gravimetric | MEASURED | g/cm3 | g1[cm3]-1 | OFFICIAL | VALID | Soil Health Institute | Blake and Hartge, 1986
L_MODV2_SOIL_BD_004 | SOIL | bulk density | BD | Fine | FINE | [5 empty] | MEASURED | g/cm3 | g1[cm3]-1 | EXPERIMENTAL | RETIRED
L_MODV2_SOIL_BD_005 | SOIL | bulk density | BD | Scoop | SCOOP | [5 empty] | MEASURED | g/cm3 | g1[cm3]-1 | EXPERIMENTAL | RETIRED
L_MODV2_SOIL_BD_006 | SOIL | bulk density | BD | [7 empty] | MEASURED | g/cm3 | g1[cm3]-1 | EXPERIMENTAL | RETIRED
L_MODV2_SOIL_CNRATIO_001 | SOIL | C:N ratio | CNRATIO | Calculation | CALCULATION | Calculation | Calculation | Calculation | Calculation | Calculation | MEASURED | Ratio | ratio | EXPERIMENTAL | VALID
L_MODV2_SOIL_CNRATIO_002 | SOIL | C:N ratio | CNRATIO | Calculation | CALCULATION | Calculation | Calculation | Calculation | Calculation | Combustion Analyzer | Calculation | Ratio | ratio | OFFICIAL | VALID | SSSA
L_MODV2_SOIL_CNRATIO_003 | SOIL | C:N ratio | CNRATIO | Calculation | CALCULATION | Calculation | Calculation | Calculation | Calculation | ICP-OES / AAS | Calculation | Ratio | ratio | OFFICIAL | VALID | SSSA
L_MODV2_SOIL_CNRATIO_004 | SOIL | C:N ratio | CNRATIO | Calculation | CALCULATION | Calculation | Calculation | Calculation | Calculation | Haney Method | Calculation | Ratio | ratio | OFFICIAL | VALID | SSSA
L_MODV2_SOIL_CAEMGP_001 | SOIL | Ca + exchangable Mg | CAEMGP | Mehlich 1 | MEHLICH_1 | Mehlich 1 (0.05 M HCl + 0.0125 M H2SO4) | 1:5 | m/v | 5 min | ICP-OES | MEASURED | g/kg | g1kg-1 | EXPERIMENTAL | RETIRED | SERA-6 | Soil Test Methods From the Southeastern United States, SERA-IEG-6, 2014, Chapter 4.2
L_MODV2_SOIL_CAKRATIO_001 | SOIL | Ca:K ratio | CAKRATIO | [7 empty] | MEASURED | Ratio | ratio | EXPERIMENTAL | RETIRED
L_MODV2_SOIL_CAMGRATIO_001 | SOIL | Ca:Mg ratio | CAMGRATIO | [6 empty] | Calculation | MEASURED | Ratio | ratio | EXPERIMENTAL | RETIRED
L_MODV2_SOIL_CAMGRATIO_002 | SOIL | Ca:Mg ratio | CAMGRATIO | Ammonium Acetate | AMMONIUM_ACETATE | 1.0 N Ammonium Acetate, pH 7.0 | 1:10 | m/v | 5 min | ICP-OES / AAS | MEASURED | Ratio | ratio | EXPERIMENTAL | RETIRED | NCERA-13 | North Central Regional Research Publication No. 221 (Revised 2015), Chapter 7, pp 7.1-7.3
L_MODV2_SOIL_CAMGRATIO_003 | SOIL | Ca:Mg ratio | CAMGRATIO | Ammonium Chloride/Barium Chloride | AMMONIUM_CHLORIDE_BARIUM_CHLORIDE | NH4Cl/BaCl2 |  | m/v |  | ICP-OES | MEASURED | Ratio | ratio | EXPERIMENTAL | RETIRED
L_MODV2_SOIL_CAMGRATIO_004 | SOIL | Ca:Mg ratio | CAMGRATIO | Ammonium Acetate | AMMONIUM_ACETATE | 1.0 N Ammonium Acetate, pH 7.0 | 1:10 | m/v | 5 min | ICP-OES / AAS | MEASURED | Ratio | ratio | EXPERIMENTAL | RETIRED | NCERA-13 | North Central Regional Research Publication No. 221 (Revised 2015), Chapter 7, pp 7.1-7.3
L_MODV2_SOIL_CANO3RATIO_001 | SOIL | Ca:NO3 ratio | CANO3RATIO | [7 empty] | MEASURED | Ratio | ratio | EXPERIMENTAL | RETIRED
L_MODV2_SOIL_CAMGKRATIO_001 | SOIL | Ca+Mg:K ratio | CAMGKRATIO | Mehlich 1 | MEHLICH_1 | Mehlich 1 (0.05 M HCl + 0.0125 M H2SO4) | 1:5 | m/v | 5 min | ICP-OES | MEASURED | Ratio | ratio | EXPERIMENTAL | RETIRED |  | SERA-6
L_MODV2_SOIL_CD_001 | SOIL | cadmium | CD | Aqua Regia | AQUA_REGIA | Aqua Regia (3:1 mixture of hydrochloric (HCl) and nitric (HNO3) acids) | 1:10 | m/v | 20 min | ICP-OES / ICP-MS | MEASURED | g/kg | g1kg-1 | PROVISIONAL | VALID | ISO | ISO standard 11466 or EPA 3051A
L_MODV2_SOIL_CD_002 | SOIL | cadmium | CD | EPA 3050A/B | EPA_3050A_B | EPA 3050A/B Digestion (Nitric Acid, Hydrochloric Acid), EPA 6010B Determination (ICP-OES) | 1:15 (varies) | m/v | Heat to 95C, reflux for 15 minutes, cool, then add 5 mL HNO3 and reflux for 30 minutes. Repeat last step as required. | ICP-OES | MEASURED | g/kg | g1kg-1 | OFFICIAL | VALID | US-EPA | U.S. EPA. 1996. “Method 3050B: Acid Digestion of Sediments, Sludges, and Soils,” Revision 2. Washington, DC. / EPA Method 3050B (SW-846): Acid Digestion of Sediments, Sludges, and Soils, 1996.
L_MODV2_SOIL_CD_003 | SOIL | cadmium | CD | EPA 3051A/B | EPA_3051A_B | EPA 3051A/B Microwave Digestion (Nitric Acid, Hydrochloric Acid), EPA 6010B Determination (ICP-OES) |  |  |  |  | MEASURED | g/kg | g1kg-1 | OFFICIAL | VALID | US-EPA
L_MODV2_SOIL_CD_004 | SOIL | cadmium | CD | EPA 3052 | EPA_3052 | EPA 3052 MIcrowave Digestion (Nitric Acid, Hydrofluoric Acid), EPA 6010B Determination (ICP-OES) |  |  |  |  | MEASURED | g/kg | g1kg-1 | OFFICIAL | VALID | US-EPA
L_MODV2_SOIL_CD_005 | SOIL | cadmium | CD | EPA 6010B | EPA_6010B |  |  | m/v |  |  | MEASURED | g/kg | g1kg-1 | OFFICIAL | RETIRED
L_MODV2_SOIL_CD_006 | SOIL | cadmium | CD | Plant Root Simulator | PLANT_ROOT_SIMULATOR | Plant Root Simulator - PRS | Saturated paste | in situ probe | 180 min | ICP-OES | MEASURED | mg/m2 | mg1[m2]-1 | PROPRIETARY | VALID | Western Ag Innovations | 2013. Ion Supply Rates Using PRS® Probes, pp. 1149-152 in R. O. Miller, R Gavlak and D Horneck, eds. Soil, Plant and Water Reference Methods for the Western Region. WREP-125, 4th Edition.
L_MODV2_SOIL_CD_007 | SOIL | cadmium | CD | Plant Root Simulator | PLANT_ROOT_SIMULATOR | Plant Root Simulator - PRS | Saturated paste | in situ probe | 24 hrs | ICP-OES | MEASURED | mg/m2 | mg1[m2]-1 | PROPRIETARY | VALID | Western Ag Innovations | 2013. Ion Supply Rates Using PRS® Probes, pp. 1149-152 in R. O. Miller, R Gavlak and D Horneck, eds. Soil, Plant and Water Reference Methods for the Western Region. WREP-125, 4th Edition.
L_MODV2_SOIL_CD_008 | SOIL | cadmium | CD | Plant Root Simulator | PLANT_ROOT_SIMULATOR | Plant Root Simulator - PRS | Saturated paste | in situ probe | 24 hrs | ICP-OES | MEASURED | mg/m2 | mg1[m2]-1 | PROPRIETARY | VALID | Western Ag Innovations | 2013. Ion Supply Rates Using PRS® Probes, pp. 1149-152 in R. O. Miller, R Gavlak and D Horneck, eds. Soil, Plant and Water Reference Methods for the Western Region. WREP-125, 4th Edition.
L_MODV2_SOIL_CD_009 | SOIL | cadmium | CD | Mehlich 3 | MEHLICH_3 | Mehlich 3 (0.2N CH3COOH + 0.25N NH4NO3 + 0.013N HNO3 + 0.015N NH4F + 0.001M EDTA) | 1:10 | m/v | 5 min | ICP-OES / AAS | MEASURED | g/kg | g1kg-1 | PROVISIONAL | VALID
L_MODV2_SOIL_CD_010 | SOIL | cadmium | CD | DTPA | DTPA | DTPA (0.005 M DTPA, 0.01 M CaCl2 and 0.10 M Triethanolamine adjusted to pH 7.3) | 1:2 | m/v | 120 min | ICP-OES / AAS | MEASURED | g/kg | g1kg-1 | OFFICIAL | VALID | WERA-103, SERA 6 | Soil, Plant and Water Reference Methods for the Western Region, 4th Edition, 2013, WERA-103. Method S-6.10
L_MODV2_SOIL_CA_001 | SOIL | calcium | CA | Alcohol Prewash/Ammonium Acetate | ALCOHOL_PREWASH_AMMONIUM_ACETATE |  |  |  |  | ICP-OES | MEASURED | cmol/kg | mol1kg-1 | EXPERIMENTAL | RETIRED
L_MODV2_SOIL_CA_002 | SOIL | calcium | CA | Ammonium Acetate | AMMONIUM_ACETATE | 1.0 N Ammonium Acetate, pH 7.0 | 1:10 | m/v | 5 min | ICP-OES / AAS | MEASURED | g/kg | g1kg-1 | OFFICIAL | VALID | NCERA-13 | North Central Regional Research Publication No. 221 (Revised 2015), Chapter 7, pp 7.1-7.3
L_MODV2_SOIL_CA_003 | SOIL | calcium | CA | Ammonium Acetate | AMMONIUM_ACETATE | 1.0 N Ammonium Acetate, pH 7.0 | 1:10 | m/v | 5 min | ICP-OES / AAS | MEASURED | g/kg | g1kg-1 | OFFICIAL | VALID | NCERA-13 | North Central Regional Research Publication No. 221 (Revised 2015), Chapter 7, pp 7.1-7.3
L_MODV2_SOIL_CA_004 | SOIL | calcium | CA | Ammonium Acetate | AMMONIUM_ACETATE | 1.0 N Ammonium Acetate buffered to pH 8.5 | 1:10 | m/v | 30 min | ICP-OES | MEASURED | g/kg | g1kg-1 | OFFICIAL | VALID | WERA-103 | Soil, Plant and Water Reference Methods for the Western Region, 4th Edition, 2013, WERA-103. Method S-5.11
L_MODV2_SOIL_CA_005 | SOIL | calcium | CA | Ammonium Chloride | AMMONIUM_CHLORIDE | NH4Cl |  | m/v |  | ICP-OES | MEASURED | cmol/kg | mol1kg-1 | EXPERIMENTAL | VALID
L_MODV2_SOIL_CA_006 | SOIL | calcium | CA | Ammonium Chloride | AMMONIUM_CHLORIDE | NH4Cl w/ prewash |  | m/v |  | ICP-OES | MEASURED | cmol/kg | mol1kg-1 | EXPERIMENTAL | VALID
L_MODV2_SOIL_CA_007 | SOIL | calcium | CA | Ammonium Chloride/Barium Chloride | AMMONIUM_CHLORIDE_BARIUM_CHLORIDE | NH4Cl/BaCl2 |  | m/v |  | ICP-OES | MEASURED | cmol/kg | mol1kg-1 | EXPERIMENTAL | VALID
L_MODV2_SOIL_CA_008 | SOIL | calcium | CA | Calcium Index | CALCIUM_INDEX | Mehlich 3 (0.2N CH3COOH + 0.25N NH4NO3 + 0.013N HNO3 + 0.015N NH4F + 0.001M EDTA) |  |  |  |  | Calculation | None | none | EXPERIMENTAL | RETIRED
L_MODV2_SOIL_CA_009 | SOIL | calcium | CA | Calculation | CALCULATION | Mehlich 3 to Ammonium Acetate | Calculation | Calculation | Calculation | ICP-OES | Calculation | g/kg | g1kg-1 | EXPERIMENTAL | VALID
L_MODV2_SOIL_CA_010 | SOIL | calcium | CA | Slurry | SLURRY | Deionized Water | 1:1 | m/v |  | ICP-OES | MEASURED | meq/L | meq1l-1 | EXPERIMENTAL | VALID
L_MODV2_SOIL_CA_011 | SOIL | calcium | CA | Slurry | SLURRY | Deionized Water | 1:20 | m/v |  | ICP-OES | MEASURED | g/kg | g1kg-1 | EXPERIMENTAL | VALID
L_MODV2_SOIL_CA_012 | SOIL | calcium | CA | Slurry | SLURRY | Deionized Water | 5:1 | m/v |  | ICP-OES | MEASURED | g/kg | g1kg-1 | EXPERIMENTAL | VALID
L_MODV2_SOIL_CA_013 | SOIL | calcium | CA | EPA 3050 | EPA_3050 | EPA 3050 Digestion (Nitric Acid, Hydrogen Peroxide), EPA 6010B Determination (ICP-OES) | 1:15 (varies) | m/v | Heat to 95C, reflux for 15 minutes, cool, then add 5 mL HNO3 and reflux for 30 minutes. Repeat last step as required. | ICP-OES | MEASURED | g/kg | g1kg-1 | OFFICIAL | VALID | US-EPA | U.S. EPA. 1996. “Method 3050B: Acid Digestion of Sediments, Sludges, and Soils,” Revision 2. Washington, DC. / EPA Method 3050B (SW-846): Acid Digestion of Sediments, Sludges, and Soils, 1996.
L_MODV2_SOIL_CA_014 | SOIL | calcium | CA | H3A-1 | H3A-1 | H3A-1 Extractant (H3A-1 0.0024 M citric acid + 0.004 M oxalic acid + 0.004 M malic acid at pH 3.75 ) | 1:10 | m/v | 10 min | ICP-OES | MEASURED | g/kg | g1kg-1 | PROVISIONAL | VALID |  | Haney, R. L., et al. "Modifications to the new soil extractant H3A-1: A multinutrient extractant." Communications in soil science and plant analysis 41.12 (2010): 1513-1523.
L_MODV2_SOIL_CA_015 | SOIL | calcium | CA | Ion Exchange Resin | ION_EXCHANGE_RESIN | Resin Extraction - Unibest (0.5 M HCl) | Saturated paste | variable | 24 hrs | ICP-OES | MEASURED | g/kg | g1kg-1 | PROPRIETARY | VALID | UniBest, Inc | https://www.unibestinc.com/about
L_MODV2_SOIL_CA_016 | SOIL | calcium | CA | Ion Exchange Resin | ION_EXCHANGE_RESIN | Resin Extraction - Unibest (0.5 M HCl) | Saturated paste | m/v |  | ICP-OES | MEASURED | g/kg | g1kg-1 | PROPRIETARY | VALID | UniBest, Inc | https://www.unibestinc.com/about
L_MODV2_SOIL_CA_017 | SOIL | calcium | CA | Lancaster | LANCASTER | Lancaster Extraction (Solution A:0.05 M HCl, Solution B: 1.57 M glacial acetic acid, 0.063 M malonic acid, 0.089 M malic acid, 0.032 M ammonium fluoride, 0.012 M aluminum chloride hexahydrate) | 1:5 | m/v | Soil+Solution A, sit for 10 minutes. Add Solution B, shake for 10 minutes | ICP-OES | MEASURED | g/kg | g1kg-1 | OFFICIAL | VALID | SERA-6 | Soil Test Methods From the Southeastern United States, SERA-IEG-6, 2014, Chapter 4.4
L_MODV2_SOIL_CA_018 | SOIL | calcium | CA | Mehlich 1 | MEHLICH_1 | Mehlich 1 (0.05 M HCl + 0.0125 M H2SO4) | 1:5 | m/v | 5 min | ICP-OES / AAS | MEASURED | g/kg | g1kg-1 | OFFICIAL | VALID | SERA-6 | Soil Test Methods From the Southeastern United States, SERA-IEG-6, 2014, Chapter 4.2
L_MODV2_SOIL_CA_019 | SOIL | calcium | CA | Mehlich 2 | MEHLICH_2 | Mehlich 2 (0.2N CH3COOH + 0.015N NH4F + 0.2N NH4Cl + 0.012N HCl) | 1:10 | m/v | 5 min | ICP-OES / AAS | MEASURED | g/kg | g1kg-1 | PROVISIONAL | VALID | NCSU | Mehlich A. 1978. New extractant for soil test evaluation of phosphorus, potassium, magnesium, calcium, sodium, manganese and zinc. Commun Soil Sci Plant Anal 9(6):477-92.
L_MODV2_SOIL_CA_020 | SOIL | calcium | CA | Mehlich 3 | MEHLICH_3 | Calculation | Calculation | Calculation | Calculation | Calculation | MEASURED | g/kg | g1kg-1 | EXPERIMENTAL | VALID
L_MODV2_SOIL_CA_021 | SOIL | calcium | CA | Mehlich 3 | MEHLICH_3 | Mehlich 3 (0.2N CH3COOH + 0.25N NH4NO3 + 0.013N HNO3 + 0.015N NH4F + 0.001M EDTA) | 1:10 | m/v | 5 min | ICP-OES / AAS | MEASURED | g/kg | g1kg-1 | OFFICIAL | VALID | SERA-6, NCERA-13, NEC-1812 | Soil Test Methods From the Southeastern United States, SERA-IEG-6, 2014, Chapter 4.3
L_MODV2_SOIL_CA_022 | SOIL | calcium | CA | Mehlich 3 | MEHLICH_3 | Mehlich 3 (0.2N CH3COOH + 0.25N NH4NO3 + 0.013N HNO3 + 0.015N NH4F + 0.001M EDTA) | 1:10 | v/v | 5 min | ICP-OES / AAS | MEASURED | mg/L | mg1kg-1 | OFFICIAL | VALID | SERA-6 | Soil Test Methods From the Southeastern United States, SERA-IEG-6, 2014, Chapter 4.3
L_MODV2_SOIL_CA_023 | SOIL | calcium | CA | Morgan | MORGAN | Morgan (0.72 N NaOAc + 0.52 N CH3COOH) | 1:5 | v/v | 15 min | ICP-OES / AAS | MEASURED | g/kg | g1kg-1 | OFFICIAL | VALID | NECC-1812 | Recommended Soil Testing Procedures for the Northeastern United States, NECC-1812 Publication No. 493, 3rd Edition, 2011, Chapter 5.
L_MODV2_SOIL_CA_024 | SOIL | calcium | CA | Modified Morgan | MODIFIED_MORGAN | Modified Morgan (0.62 N NH4OH + 1.25 N CH3COOH) | 1:10 | m/v | 15 min | ICP-OES / AAS | MEASURED | g/kg | g1kg-1 | OFFICIAL | VALID | NECC-1812 | Recommended Soil Testing Procedures for the Northeastern United States, NECC-1812 Publication No. 493, 3rd Edition, 2011, Chapter 5.
L_MODV2_SOIL_CA_025 | SOIL | calcium | CA | Nitric Acid | NITRIC_ACID |  |  |  |  | ICP | MEASURED | % | prcnt | EXPERIMENTAL | RETIRED
L_MODV2_SOIL_CA_026 | SOIL | calcium | CA | Plant Root Simulator | PLANT_ROOT_SIMULATOR | Plant Root Simulator - PRS | Saturated paste | in situ probe | 180 min | ICP-OES | MEASURED | mg/m2 | mg1[m2]-1 | PROPRIETARY | VALID | Western Ag Innovations | 2013. Ion Supply Rates Using PRS® Probes, pp. 1149-152 in R. O. Miller, R Gavlak and D Horneck, eds. Soil, Plant and Water Reference Methods for the Western Region. WREP-125, 4th Edition.
L_MODV2_SOIL_CA_027 | SOIL | calcium | CA | Plant Root Simulator | PLANT_ROOT_SIMULATOR | Plant Root Simulator - PRS | Saturated paste | m/v |  | ICP-OES | MEASURED | g/kg | g1kg-1 | EXPERIMENTAL | VALID
L_MODV2_SOIL_CA_028 | SOIL | calcium | CA | Plant Root Simulator | PLANT_ROOT_SIMULATOR | Plant Root Simulator - PRS | Saturated paste | in situ probe | 24 hrs | ICP-OES | MEASURED | mg/m2 | mg1[m2]-1 | PROPRIETARY | VALID | Western Ag Innovations | 2013. Ion Supply Rates Using PRS® Probes, pp. 1149-152 in R. O. Miller, R Gavlak and D Horneck, eds. Soil, Plant and Water Reference Methods for the Western Region. WREP-125, 4th Edition.
L_MODV2_SOIL_CA_029 | SOIL | calcium | CA | Plant Root Simulator | PLANT_ROOT_SIMULATOR | Plant Root Simulator - PRS | Saturated paste | in situ probe | 24 hrs | ICP-OES | MEASURED | mg/m2 | mg1[m2]-1 | PROPRIETARY | VALID | Western Ag Innovations | 2013. Ion Supply Rates Using PRS® Probes, pp. 1149-152 in R. O. Miller, R Gavlak and D Horneck, eds. Soil, Plant and Water Reference Methods for the Western Region. WREP-125, 4th Edition.
L_MODV2_SOIL_CA_030 | SOIL | calcium | CA | Potassium Chloride | POTASSIUM_CHLORIDE | 1.0 N KCl |  | m/v |  | ICP-OES / AAS | MEASURED | g/kg | g1kg-1 | EXPERIMENTAL | VALID
L_MODV2_SOIL_CA_031 | SOIL | calcium | CA | Saturated paste | SATURATED_PASTE | Soil saturated with DI water, subsequent extraction and retained for analysis | Saturated paste | m/m | 4 hrs | ICP-OES / AAS | MEASURED | meq/L | meq1l-1 | OFFICIAL | VALID | USDA | US Salinity Staff, 1954. L.A Richards (ed.) Diagnosis and improvement of saline alkali soils. 160 p. USDA Handb. 60 US Govt. Print Office, Washington DC.
L_MODV2_SOIL_CA_032 | SOIL | calcium | CA | Truog | TRUOG | Truog, 0.002N H2S04 buffered with NH4HS04, pH 3.0 | 1:200 | m/v | 30 min | ICP-OES | MEASURED | g/kg | g1kg-1 | PROVISIONAL | VALID
L_MODV2_SOIL_CACO3_001 | SOIL | calcium carbonate | CACO3 | Acetic Acid | ACETIC_ACID | Acetic Acid |  |  |  | Ion Selective Electrode | MEASURED | % | prcnt | EXPERIMENTAL | VALID
L_MODV2_SOIL_CACO3_002 | SOIL | calcium carbonate | CACO3 | Ammonium Oxalate | AMMONIUM_OXALATE | Acid Ammonium Oxalate |  |  |  | Titration | MEASURED | % | prcnt | EXPERIMENTAL | VALID
L_MODV2_SOIL_CACO3_003 | SOIL | calcium carbonate | CACO3 | Pressure Calcimeter | PRESSURE_CALCIMETER | Hydrochloric Acid | 1:2.5 | m |  | CO2 Displacement | MEASURED | % | prcnt | OFFICIAL | VALID | SSSA | Methods of Soil Analysis: Part 2 Microbiological and Biochemical Properties, 5.2, 1994. (91-7)
L_MODV2_SOIL_CACO3_004 | SOIL | calcium carbonate | CACO3 | Titration | TITRATION | 1.0 N HCl, Titration with 1.0 N NaOH |  |  |  | Titration | MEASURED | % | prcnt | OFFICIAL | VALID | WERA-103 | Soil, Plant and Water Reference Methods for the Western Region, 4th Edition, 2013. Method S-1.3
L_MODV2_SOIL_CACO3_005 | SOIL | calcium carbonate | CACO3 | Weight Loss | WEIGHT_LOSS | 3.0 N HCl, Weight Loss CO2 | 2:10 to 5:10 | Mass | 120 min | Gravimetric | MEASURED | % | prcnt | OFFICIAL | VALID | WERA-103 | Soil, Plant and Water Reference Methods for the Western Region, 4th Edition, 2013. Method S-10.20
L_MODV2_SOIL_C_001 | SOIL | carbon | C | Slurry | SLURRY | Deionized Water |  |  |  | ICP-OES | MEASURED | g/kg | g1kg-1 | EXPERIMENTAL | VALID
L_MODV2_SOIL_CMP_001 | SOIL | Carbon Mineralization Potential | CMP | Incubation | INCUBATION | 1-day incubation followed by CO2-C evolution and capture at 50% water-filled pore space. | 50% water-filled pore space | m/v | 24 hrs | Electrical Conductivity | MEASURED | g/kg | g1kg-1 | OFFICIAL | VALID | Soil Health Institute | Zibilske, 1994
L_MODV2_SOIL_CMP_002 | SOIL | Carbon Mineralization Potential | CMP | Incubation | INCUBATION | 1-day incubation followed by CO2-C evolution and capture at 50% water-filled pore space. | 50% water-filled pore space | m/v | 24 hrs | Infrared gas analyzer( IRGA) | MEASURED | g/kg | g1kg-1 | OFFICIAL | VALID | Soil Health Institute | Zibilske, 1994
L_MODV2_SOIL_CMP_003 | SOIL | Carbon Mineralization Potential | CMP | Incubation | INCUBATION | 1-day incubation followed by CO2-C evolution and capture at 50% water-filled pore space. | 50% water-filled pore space | m/v | 24 hrs | Titration | MEASURED | g/kg | g1kg-1 | OFFICIAL | VALID | Soil Health Institute | Zibilske, 1994
L_MODV2_SOIL_CMP_004 | SOIL | Carbon Mineralization Potential | CMP | Incubation | INCUBATION | 1-day incubation followed by CO2-C evolution and capture at 50% water-filled pore space. | 50% water-filled pore space | m/v | 24 hrs | CO2 Paddle | MEASURED | g/kg | g1kg-1 | PROVISIONAL | VALID | Woods End Laboratories | Solvita Gel System; https://solvita.com/co2-burst/
L_MODV2_SOIL_CMP_005 | SOIL | Carbon Mineralization Potential | CMP | Incubation | INCUBATION | 3-day incubation followed by CO2-C evolution and capture at 50% water-filled pore space. | 50% water-filled pore space | m/v | 3 Days | Electrical Conductivity | MEASURED | g/kg | g1kg-1 | OFFICIAL | VALID | Soil Health Institute | Zibilske, 1994
L_MODV2_SOIL_CMP_006 | SOIL | Carbon Mineralization Potential | CMP | Incubation | INCUBATION | 3-day incubation followed by CO2-C evolution and capture at 50% water-filled pore space. | 50% water-filled pore space | m/v | 3 Days | Infrared gas analyzer( IRGA) | MEASURED | g/kg | g1kg-1 | OFFICIAL | VALID | Soil Health Institute | Zibilske, 1994
L_MODV2_SOIL_CMP_007 | SOIL | Carbon Mineralization Potential | CMP | Incubation | INCUBATION | 3-day incubation followed by CO2-C evolution and capture at 50% water-filled pore space. | 50% water-filled pore space | m/v | 3 Days | Titration | MEASURED | g/kg | g1kg-1 | OFFICIAL | VALID | Soil Health Institute | Zibilske, 1994
L_MODV2_SOIL_CMP_008 | SOIL | Carbon Mineralization Potential | CMP | Incubation | INCUBATION | 4-day incubation followed by CO2-C evolution and capture at 50% water-filled pore space. | 50% water-filled pore space | m/v | 4 Days | Electrical Conductivity | MEASURED | g/kg | g1kg-1 | OFFICIAL | VALID | Soil Health Institute | Zibilske, 1994
L_MODV2_SOIL_CMP_009 | SOIL | Carbon Mineralization Potential | CMP | Incubation | INCUBATION | 4-day incubation followed by CO2-C evolution and capture at 50% water-filled pore space. | 50% water-filled pore space | m/v | 4 Days | Infrared gas analyzer( IRGA) | MEASURED | g/kg | g1kg-1 | OFFICIAL | VALID | Soil Health Institute | Zibilske, 1994
L_MODV2_SOIL_CMP_010 | SOIL | Carbon Mineralization Potential | CMP | Incubation | INCUBATION | 4-day incubation followed by CO2-C evolution and capture at 50% water-filled pore space. | 50% water-filled pore space | m/v | 4 Days | Titration | MEASURED | g/kg | g1kg-1 | OFFICIAL | VALID | Soil Health Institute | Zibilske, 1994
L_MODV2_SOIL_CMP_011 | SOIL | Carbon Mineralization Potential | CMP | Incubation | INCUBATION | 7-day incubation followed by CO2-C evolution and capture at 50% water-filled pore space. | 50% water-filled pore space | m/v | 7 Days | Electrical Conductivity | MEASURED | g/kg | g1kg-1 | OFFICIAL | VALID | Soil Health Institute | Zibilske, 1994
L_MODV2_SOIL_CMP_012 | SOIL | Carbon Mineralization Potential | CMP | Incubation | INCUBATION | 7-day incubation followed by CO2-C evolution and capture at 50% water-filled pore space. | 50% water-filled pore space | m/v | 7 Days | Infrared gas analyzer( IRGA) | MEASURED | g/kg | g1kg-1 | OFFICIAL | VALID | Soil Health Institute | Zibilske, 1994
L_MODV2_SOIL_CMP_013 | SOIL | Carbon Mineralization Potential | CMP | Incubation | INCUBATION | 7-day incubation followed by CO2-C evolution and capture at 50% water-filled pore space. | 50% water-filled pore space | m/v | 7 Days | Titration | MEASURED | g/kg | g1kg-1 | OFFICIAL | VALID | Soil Health Institute | Zibilske, 1994
L_MODV2_SOIL_CMP_014 | SOIL | Carbon Mineralization Potential | CMP | Respiration | RESPIRATION | Solvita 24 Respiration |  |  | 24 hrs | Spectrophotometric | Calculation | g/kg | g1kg-1 | PROVISIONAL | VALID |  | Woods End Laboratories, Mt. Vernon, ME.
L_MODV2_SOIL_CMP_015 | SOIL | Carbon Mineralization Potential | CMP | Short Term Carbon Mineralization | SHORT_TERM_CARBON_MINERALIZATION | KOH | N/A | mmhos | 4 days | Electrical Conductivity | MEASURED | g/kg | g1kg-1 | PROVISIONAL | VALID | USDA | https://directives.sc.egov.usda.gov/OpenNonWebContent.aspx?content=44475.wba page 9
L_MODV2_SOIL_CMP_016 | SOIL | Carbon Mineralization Potential | CMP | Short Term Carbon Mineralization | SHORT_TERM_CARBON_MINERALIZATION | NaOH | N/A | mmhos | 4 days | Electrical Conductivity | MEASURED | g/kg | g1kg-1 | PROVISIONAL | VALID | USDA | https://directives.sc.egov.usda.gov/OpenNonWebContent.aspx?content=44475.wba
L_MODV2_SOIL_CMP_017 | SOIL | Carbon Mineralization Potential | CMP | Carbon Mineralization | CARBON_MINERALIZATION | 4-day incubation followed by CO2 measurement by EC trap | 20:8 | m/v | 4 days | Electrical Conductivity | MEASURED | g/kg | g1kg-1 | PROVISIONAL | VALID | Cornell | Mobius-Clune, et.al., 2016. Comprehensive Assessment of Soil Health. Soil Respiration, p 51-52. Third addition, Cornell University.
L_MODV2_SOIL_TC_001 | SOIL | carbon, total | TC | Combustion | COMBUSTION | Combustion | N/A | m |  | Gravimetric | MEASURED | % | prcnt | EXPERIMENTAL | RETIRED
L_MODV2_SOIL_CO3_001 | SOIL | carbonate | CO3 | Acetic Acid | ACETIC_ACID | Acetic Acid |  |  |  | Ion Selective Electrode | MEASURED | % | prcnt | EXPERIMENTAL | VALID
L_MODV2_SOIL_CO3_002 | SOIL | carbonate | CO3 | Slurry | SLURRY | Deionized Water | 1:1 | m/v |  | Titration | MEASURED | meq/L | meq1l-1 | EXPERIMENTAL | VALID
L_MODV2_SOIL_CO3_003 | SOIL | carbonate | CO3 | Saturated paste | SATURATED_PASTE | Soil saturated with DI water, subsequent extraction and retained for analysis | Saturated paste | m/m | 4 hrs | ICP-OES | Calculation | meq/L | meq1l-1 | OFFICIAL | VALID | USDA | US Salinity Staff, 1954. L.A Richards (ed.) Diagnosis and improvement of saline alkali soils. 160 p. USDA Handb. 60 US Govt. Print Office, Washington DC.
L_MODV2_SOIL_CO3_004 | SOIL | carbonate | CO3 | Saturated paste | SATURATED_PASTE | Soil saturated with DI water, subsequent extraction and retained for analysis | Saturated paste | m/m | 4 hrs | Titration | MEASURED | meq/L | meq1l-1 | OFFICIAL | VALID | USDA | US Salinity Staff, 1954. L.A Richards (ed.) Diagnosis and improvement of saline alkali soils. 160 p. USDA Handb. 60 US Govt. Print Office, Washington DC.
L_MODV2_SOIL_CO3_005 | SOIL | carbonate | CO3 | Saturated paste | SATURATED_PASTE | Soil saturated with DI water, subsequent extraction and retained for analysis | Saturated paste | m/m | 4 hrs | Titration | MEASURED | meq/L | meq1l-1 | OFFICIAL | VALID | WERA-103 | Soil, Plant and Water Reference Methods for the Western Region, 4th Edition, 2013. Method S-15.1
L_MODV2_SOIL_CO3QUAL_001 | SOIL | carbonates, qualitative | CO3QUAL | Hydrochloric Acid | HYDROCHLORIC_ACID | Hydrochloric Acid Effervescence | N/A | m/v | N/A | Semi-Quantitative | OBSERVED | None | none | OFFICIAL | VALID | WERA-103 | Soil, Plant and Water Reference Methods for the Western Region, 4th Edition, 2013. Method S-13.05
L_MODV2_SOIL_CEC_001 | SOIL | cation exchange capacity | CEC | Ammonium Acetate | AMMONIUM_ACETATE | Displacement - Ammonium Acetate | 1:5 | m/v | 30 min | ICP-OES | MEASURED | g/kg | g1kg-1 | OFFICIAL | VALID | WERA-103 | Soil, Plant and Water Reference Methods for the Western Region, 4th Edition, 2013, WERA-103. Method S-5.10
L_MODV2_SOIL_CEC_002 | SOIL | cation exchange capacity | CEC | Ammonium Acetate | AMMONIUM_ACETATE | Displacement - Ammonium Acetate | 1:25 | m/v | Overnight | ICP-OES / AAS | MEASURED | g/kg | g1kg-1 | OFFICIAL | VALID | US-EPA | https://www.epa.gov/sites/production/files/2015-12/documents/9080.pdf
L_MODV2_SOIL_CEC_003 | SOIL | cation exchange capacity | CEC | Ammonium Acetate | AMMONIUM_ACETATE | Alcohol Prewash/Ammonium Acetate | 1:20 | m/v | 15 min | ICP-OES | MEASURED | g/kg | g1kg-1 | PROVISIONAL | VALID | USDA | Soil Survey Laboratory Methods Manual #42 ver 4 (2004)
L_MODV2_SOIL_CEC_004 | SOIL | cation exchange capacity | CEC | Ammonium Acetate | AMMONIUM_ACETATE | 1.0 N Ammonium Acetate buffered to pH 8.5 | 1:10 | m/v | 30 min | ICP-OES | MEASURED | g/kg | g1kg-1 | OFFICIAL | VALID | WERA-103 | Soil, Plant and Water Reference Methods for the Western Region, 4th Edition, 2013, WERA-103. Method S-5.11
L_MODV2_SOIL_CEC_005 | SOIL | cation exchange capacity | CEC | Barium Chloride | BARIUM_CHLORIDE | Displacement - Barium Chloride | 1:5 | m/v | 30 min | ICP-OES / AAS | MEASURED | cmol/kg | mol1kg-1 | OFFICIAL | VALID | WERA-103 | Soil, Plant and Water Reference Methods for the Western Region, 4th Edition, 2013, WERA-103. Method S-13.20
L_MODV2_SOIL_CEC_006 | SOIL | cation exchange capacity | CEC | Barium Chloride | BARIUM_CHLORIDE | Displacement - BaCl2/AA, Acidity 1M KCl |  |  |  | ICP-OES | MEASURED | cmol/kg | mol1kg-1 | EXPERIMENTAL | RETIRED
L_MODV2_SOIL_CEC_007 | SOIL | cation exchange capacity | CEC | Calcium Sulfate | CALCIUM_SULFATE | Displacement - Calcium Sulfate |  | m/v |  | ICP-OES / AAS | MEASURED | cmol/kg | mol1kg-1 | PROVISIONAL | VALID
L_MODV2_SOIL_CEC_008 | SOIL | cation exchange capacity | CEC | Calculation | CALCULATION | Calculation | Calculation | Calculation | Calculation | ICP-OES | Calculation | cmol/kg | mol1kg-1 | OFFICIAL | VALID | NCERA-13 | North Central Regional Research Publication No. 221 (Revised 2015), Chapter 7, p 7.3
L_MODV2_SOIL_CEC_009 | SOIL | cation exchange capacity | CEC | Potassium | POTASSIUM | Displacement - Potassium |  | m/v |  | ICP-OES / AAS | MEASURED | cmol/kg | mol1kg-1 | PROVISIONAL | VALID
L_MODV2_SOIL_CEC_010 | SOIL | cation exchange capacity | CEC | Silver Thiourea | SILVER_THIOUREA | Displacement - Silver Thiourea |  | m/v | 4 hrs | ICP-OES / AAS | MEASURED | cmol/kg | mol1kg-1 | PROVISIONAL | VALID |  | Searle, P. L. "The measurement of soil cation exchange properties using the single extraction, silver thiourea method-an evaluation using a range of New Zealand soils." Soil Research 24.2 (1986): 193-200.
L_MODV2_SOIL_CEC_011 | SOIL | cation exchange capacity | CEC | Sodium Acetate | SODIUM_ACETATE | Displacement - Sodium Acetate (EPA 9081) | 1:20 | m/v | 15 min | ICP-OES / AAS | MEASURED | cmol/kg | mol1kg-1 | OFFICIAL | VALID | US-EPA | https://www.epa.gov/sites/production/files/2015-12/documents/9081.pdf
L_MODV2_SOIL_CROSS_001 | SOIL | cation ratio of structural stability | CROSS | Slurry | SLURRY | Deionized Water | 5:1 |  |  |  | Calculation | None | ratio | EXPERIMENTAL | RETIRED
L_MODV2_SOIL_CATANRATIO_001 | SOIL | cation:anion ratio | CATANRATIO | [7 empty] | MEASURED | Ratio | ratio | EXPERIMENTAL | RETIRED
L_MODV2_SOIL_CL_001 | SOIL | chloride | CL | Calcium Nitrate | CALCIUM_NITRATE | 0.01 M Ca(NO3)2 | 1:2.5 | m/v | 15 min | Ion Chromatography | MEASURED | meq/L | meq1l-1 | OFFICIAL | VALID | NCERA-13 | North Central Regional Research Publication No. 221 (Revised 2015), Chapter 11, pp 11.3-11.4
L_MODV2_SOIL_CL_002 | SOIL | chloride | CL | Calcium Nitrate | CALCIUM_NITRATE | 0.01 M Ca(NO3)2 | 1:2.5 | m/v | 15 min | ion selective electrode | MEASURED | meq/L | meq1l-1 | OFFICIAL | VALID | NCERA-13 | North Central Regional Research Publication No. 221 (Revised 2015), Chapter 11, pp 11.2-11.3
L_MODV2_SOIL_CL_003 | SOIL | chloride | CL | Calcium Nitrate | CALCIUM_NITRATE | 0.01 M Ca(NO3)2 | 1:2.5 | m/v | 15 min | Spectrophotometric | MEASURED | meq/L | meq1l-1 | OFFICIAL | VALID | NCERA-13 | North Central Regional Research Publication No. 221 (Revised 2015), Chapter 11, pp 11.1-11.2.
L_MODV2_SOIL_CL_004 | SOIL | chloride | CL | Calcium Nitrate | CALCIUM_NITRATE | HgThiocyanate/Ca(NO3)2.4H2O |  |  |  | Spectrophotometric | MEASURED | g/kg | g1kg-1 | EXPERIMENTAL | RETIRED
L_MODV2_SOIL_CL_005 | SOIL | chloride | CL | Slurry | SLURRY | Deionized Water | 1:1 | m/v |  | Spectrophotometric | MEASURED | g/kg | g1kg-1 | EXPERIMENTAL | VALID
L_MODV2_SOIL_CL_006 | SOIL | chloride | CL | Slurry | SLURRY | Deionized Water | 1:1 | m/v |  | Titration | MEASURED | meq/L | meq1l-1 | EXPERIMENTAL | VALID
L_MODV2_SOIL_CL_007 | SOIL | chloride | CL | Slurry | SLURRY | Deionized Water | 1:1 | m/v |  | Ion Chromatography | MEASURED | meq/L | meq1l-1 | EXPERIMENTAL | VALID
L_MODV2_SOIL_CL_008 | SOIL | chloride | CL | Slurry | SLURRY | Deionized Water | 1:1 | m/v |  | chloridometer | MEASURED | meq/L | meq1l-1 | EXPERIMENTAL | VALID
L_MODV2_SOIL_CL_009 | SOIL | chloride | CL | EPA 300.0 | EPA_300_0 | Deionized water - EPA 300.0 | 1:10 | m/v | 10 min | ICP-OES | MEASURED | mg/L | mg1kg-1 | OFFICIAL | VALID | US-EPA | EPA 300.0 Determination of Inorganic Anions by Ion Chromatography, Revision 2.1, August 1993.
L_MODV2_SOIL_CL_010 | SOIL | chloride | CL | Saturated paste | SATURATED_PASTE | Soil saturated with DI water, subsequent extraction and retained for analysis, titration with Hg Thiocyanate | Saturated paste | m/m | 4 hrs | Titration | MEASURED | meq/L | meq1l-1 | OFFICIAL | VALID | USDA | US Salinity Staff, 1954. L.A Richards (ed.) Diagnosis and improvement of saline alkali soils. 160 p. USDA Handb. 60 US Govt. Print Office, Washington DC.
L_MODV2_SOIL_CL_011 | SOIL | chloride | CL | Saturated paste | SATURATED_PASTE | Soil saturated with DI water, subsequent extraction and retained for analysis, titration with AgNO3 | Saturated paste | m/m | 4 hrs | Titration | MEASURED | meq/L | meq1l-1 | OFFICIAL | VALID | USDA | US Salinity Staff, 1954. L.A Richards (ed.) Diagnosis and improvement of saline alkali soils. 160 p. USDA Handb. 60 US Govt. Print Office, Washington DC.
L_MODV2_SOIL_CL_012 | SOIL | chloride | CL | Saturated paste | SATURATED_PASTE | Soil saturated with DI water, subsequent extraction and retained for analysis | Saturated paste | m/m | 4 hrs | Chloridometer | MEASURED | meq/L | meq1l-1 | OFFICIAL | VALID | USDA | US Salinity Staff, 1954. L.A Richards (ed.) Diagnosis and improvement of saline alkali soils. 160 p. USDA Handb. 60 US Govt. Print Office, Washington DC.
L_MODV2_SOIL_CL_013 | SOIL | chloride | CL | Saturated paste | SATURATED_PASTE | Soil saturated with DI water, subsequent extraction and retained for analysis | Saturated paste | m/m | 4 hrs | Spectrophotometric | MEASURED | mg/L | mg1kg-1 | OFFICIAL | VALID | USDA | US Salinity Staff, 1954. L.A Richards (ed.) Diagnosis and improvement of saline alkali soils. 160 p. USDA Handb. 60 US Govt. Print Office, Washington DC.
L_MODV2_SOIL_CL_014 | SOIL | chloride | CL | Saturated paste | SATURATED_PASTE | Soil saturated with DI water, subsequent extraction and retained for analysis | Saturated paste | m/m | 4 hrs | Ion Selective Electrode | MEASURED | meq/L | meq1l-1 | OFFICIAL | VALID | USDA | US Salinity Staff, 1954. L.A Richards (ed.) Diagnosis and improvement of saline alkali soils. 160 p. USDA Handb. 60 US Govt. Print Office, Washington DC.
L_MODV2_SOIL_CL_015 | SOIL | chloride | CL | Saturated paste | SATURATED_PASTE | Soil saturated with DI water, subsequent extraction and retained for analysis | Saturated paste | m/m | 4 hrs | Ion Chromatography | MEASURED | meq/L | meq1l-1 | OFFICIAL | VALID | USDA | US Salinity Staff, 1954. L.A Richards (ed.) Diagnosis and improvement of saline alkali soils. 160 p. USDA Handb. 60 US Govt. Print Office, Washington DC.
L_MODV2_SOIL_CL_016 | SOIL | chloride | CL | Slurry | SLURRY | DI water, subsequent extraction and retained for analysis, titration with Hg Thiocyanate | 1:5 | m/m | 4 hrs | Titration | MEASURED | meq/L | meq1l-1 | EXPERIMENTAL | RETIRED
L_MODV2_SOIL_CL_017 | SOIL | chloride | CL | Slurry | SLURRY | DI water, subsequent extraction and retained for analysis, titration with AgNO3 | 1:5 | m/m | 4 hrs | Titration | MEASURED | meq/L | meq1l-1 | EXPERIMENTAL | RETIRED
L_MODV2_SOIL_CL_018 | SOIL | chloride | CL |  |  | 1:5 | 1:5 | m/m |  |  | MEASURED | meq/L | meq1l-1 | EXPERIMENTAL | RETIRED
L_MODV2_SOIL_CL_019 | SOIL | chloride | CL |  |  | 1:5 | 1:5 | m/m |  | Chloridometer | MEASURED | meq/L | meq1l-1 | EXPERIMENTAL | RETIRED
L_MODV2_SOIL_CL_020 | SOIL | chloride | CL |  |  | 1:5 | 1:5 | m/v |  | Spectrophotometric | MEASURED | meq/L | meq1l-1 | EXPERIMENTAL | RETIRED
L_MODV2_SOIL_CR_001 | SOIL | chromium | CR | Aqua Regia | AQUA_REGIA | Aqua Regia (3:1 mixture of hydrochloric (HCl) and nitric (HNO3) acids) | 1:10 | m/v | 20 min | ICP-OES / ICP-MS | MEASURED | g/kg | g1kg-1 | PROVISIONAL | VALID | ISO | ISO standard 11466 or EPA 3051A
L_MODV2_SOIL_CR_002 | SOIL | chromium | CR | EPA 3050A/B | EPA_3050A_B | EPA 3050A/B Digestion (Nitric Acid, Hydrochloric Acid), EPA 6010B Determination (ICP-OES) | 1:15 (varies) | m/v | Heat to 95C, reflux for 15 minutes, cool, then add 5 mL HNO3 and reflux for 30 minutes. Repeat last step as required. | ICP-OES | MEASURED | g/kg | g1kg-1 | OFFICIAL | VALID | US-EPA | U.S. EPA. 1996. “Method 3050B: Acid Digestion of Sediments, Sludges, and Soils,” Revision 2. Washington, DC. / EPA Method 3050B (SW-846): Acid Digestion of Sediments, Sludges, and Soils, 1996.
L_MODV2_SOIL_CR_003 | SOIL | chromium | CR | EPA 3051A/B | EPA_3051A_B | EPA 3051A/B Microwave Digestion (Nitric Acid, Hydrochloric Acid), EPA 6010B Determination (ICP-OES) |  |  |  |  | MEASURED | g/kg | g1kg-1 | OFFICIAL | VALID | US-EPA
L_MODV2_SOIL_CR_004 | SOIL | chromium | CR | EPA 3052 | EPA_3052 | EPA 3052 MIcrowave Digestion (Nitric Acid, Hydrofluoric Acid), EPA 6010B Determination (ICP-OES) |  |  |  |  | MEASURED | g/kg | g1kg-1 | OFFICIAL | VALID | US-EPA
L_MODV2_SOIL_CR_005 | SOIL | chromium | CR |  |  | EPA 3050 Digestion Acid Recoverable |  |  |  | ICP | MEASURED | g/kg | g1kg-1 | EXPERIMENTAL | RETIRED
L_MODV2_SOIL_CR_006 | SOIL | chromium | CR | Mehlich 3 | MEHLICH_3 | Mehlich 3 (0.2N CH3COOH + 0.25N NH4NO3 + 0.013N HNO3 + 0.015N NH4F + 0.001M EDTA) | 1:10 | m/v | 5 min | ICP-OES / AAS | MEASURED | g/kg | g1kg-1 | PROVISIONAL | VALID
L_MODV2_SOIL_CLAY_001 | SOIL | clay | CLAY | Sodium Hexametaphosphate Solution / Electrical Mixer | SODIUM_HEXAMETAPHOSPHATE_SOLUTION_ELECTRICAL_MIXER | Dispersion / Sieve / Weigh | 1:20 (varies) | m/m |  | Gravimetric | Calculation | % | prcnt | OFFICIAL | VALID | SSSA | Methods of Soil Analysis: Part 4 Physical Methods, 5.4. Gee and Or, 2002. Chapter 2.4. Particle-Size Analysis, pages 265-269.
L_MODV2_SOIL_CLAY_002 | SOIL | clay | CLAY | Sodium Hexametaphosphate Solution / Electrical Mixer | SODIUM_HEXAMETAPHOSPHATE_SOLUTION_ELECTRICAL_MIXER | Dispersion / Laser Diffraction | 1:20 (varies) | m/m | 5 min | Diffraction | MEASURED | % | prcnt | PROVISIONAL | VALID | SSSA | Methods of Soil Analysis: Part 4 Physical Methods, 5.4. Gee and Or, 2002. Chapter 2.4. Particle-Size Analysis, pages 286-288.
L_MODV2_SOIL_CLAY_003 | SOIL | clay | CLAY | Sodium Hexametaphosphate Solution / Electrical Mixer | SODIUM_HEXAMETAPHOSPHATE_SOLUTION_ELECTRICAL_MIXER | Dispersion / Sedimentation / Hydrometer | 1:20 (varies) | m/m | Varies | Hydrometer | MEASURED | % | prcnt | OFFICIAL | VALID | SSSA | Methods of Soil Analysis: Part 4 Physical Methods, 5.4. Gee and Or, 2002. Chapter 2.4. Particle-Size Analysis, pages 278-283.
L_MODV2_SOIL_CLAY_004 | SOIL | clay | CLAY | Sodium Hexametaphosphate Solution / Electrical Mixer | SODIUM_HEXAMETAPHOSPHATE_SOLUTION_ELECTRICAL_MIXER | Dispersion / Sedimentation / Pipette / Weigh | 1:20 (varies) | m/m | 5 min | Gravimetric | MEASURED | % | prcnt | OFFICIAL | VALID | SSSA | Methods of Soil Analysis: Part 4 Physical Methods, 5.4. Gee and Or, 2002. Chapter 2.4. Particle-Size Analysis, pages 272-278.
L_MODV2_SOIL_CO2RESP_001 | SOIL | CO2 respiration | CO2RESP | Respiration | RESPIRATION | Solvita 24 Respiration |  |  | 24 hrs | Spectrophotometric | Calculation | g/kg | g1kg-1 | PROVISIONAL | SUPERSEDED |  | Woods End Laboratories, Mt. Vernon, ME.
L_MODV2_SOIL_CO2RESP_002 | SOIL | CO2 respiration | CO2RESP | Short Term Carbon Mineralization | SHORT_TERM_CARBON_MINERALIZATION | KOH | N/A | mmhos | 4 days | Electrical Conductivity | MEASURED | g/kg | g1kg-1 | PROVISIONAL | SUPERSEDED | USDA | https://directives.sc.egov.usda.gov/OpenNonWebContent.aspx?content=44475.wba page 9
L_MODV2_SOIL_CO2RESP_003 | SOIL | CO2 respiration | CO2RESP | Short Term Carbon Mineralization | SHORT_TERM_CARBON_MINERALIZATION | NaOH | N/A | mmhos | 4 days | Electrical Conductivity | MEASURED | g/kg | g1kg-1 | PROVISIONAL | SUPERSEDED | USDA | https://directives.sc.egov.usda.gov/OpenNonWebContent.aspx?content=44475.wba
L_MODV2_SOIL_CO_001 | SOIL | cobalt | CO | Aqua Regia | AQUA_REGIA | Aqua Regia (3:1 mixture of hydrochloric (HCl) and nitric (HNO3) acids) | 1:10 | m/v | 20 min | ICP-OES / ICP-MS | MEASURED | g/kg | g1kg-1 | PROVISIONAL | VALID | ISO | ISO standard 11466 or EPA 3051A
L_MODV2_SOIL_CO_002 | SOIL | cobalt | CO | Calcium Chloride | CALCIUM_CHLORIDE | 0.01 M CaCl2 | 1:10 | m/v | 120 min | ICP-MS | MEASURED | g/kg | g1kg-1 | OFFICIAL | VALID | WEPAL | Houba, V.J.G.; Novozamsky, I.; Lexmond, T.M.; Van der Lee, J.J., 2008. Applicability of 0.01 M CaCl2 as a single extraction solution for the assessment of the nutrient status of soils and other diagnostic purposes. Communications in Soil Science and Plant Analysis, Volume 21, 1990 - Issue 19-20.
L_MODV2_SOIL_CO_003 | SOIL | cobalt | CO | DTPA | DTPA |  |  |  |  | ICP | MEASURED | g/kg | g1kg-1 | EXPERIMENTAL | RETIRED
L_MODV2_SOIL_CO_004 | SOIL | cobalt | CO | EPA 200.7 | EPA_200_7 | [5 empty] | MEASURED | mg/L | mg1kg-1 | EXPERIMENTAL | RETIRED
L_MODV2_SOIL_CO_005 | SOIL | cobalt | CO | EPA 3050 | EPA_3050 | EPA 3050 Digestion (Nitric Acid, Hydrogen Peroxide), EPA 6010B Determination (ICP-OES) | 1:15 (varies) | m/v | Heat to 95C, reflux for 15 minutes, cool, then add 5 mL HNO3 and reflux for 30 minutes. Repeat last step as required. | ICP-OES | MEASURED | g/kg | g1kg-1 | OFFICIAL | VALID | US-EPA | U.S. EPA. 1996. “Method 3050B: Acid Digestion of Sediments, Sludges, and Soils,” Revision 2. Washington, DC. / EPA Method 3050B (SW-846): Acid Digestion of Sediments, Sludges, and Soils, 1996.
L_MODV2_SOIL_CO_006 | SOIL | cobalt | CO | Mehlich 3 | MEHLICH_3 |  |  |  |  | ICP | MEASURED | g/kg | g1kg-1 | EXPERIMENTAL | RETIRED
L_MODV2_SOIL_CO_007 | SOIL | cobalt | CO | EPA 3050A/B | EPA_3050A_B | EPA 3050A/B Digestion (Nitric Acid, Hydrochloric Acid), EPA 6010B Determination (ICP-OES) | 1:15 (varies) | m/v | Heat to 95C, reflux for 15 minutes, cool, then add 5 mL HNO3 and reflux for 30 minutes. Repeat last step as required. | ICP-OES | MEASURED | g/kg | g1kg-1 | OFFICIAL | VALID | US-EPA | U.S. EPA. 1996. “Method 3050B: Acid Digestion of Sediments, Sludges, and Soils,” Revision 2. Washington, DC. / EPA Method 3050B (SW-846): Acid Digestion of Sediments, Sludges, and Soils, 1996.
L_MODV2_SOIL_CO_008 | SOIL | cobalt | CO | EPA 3051A/B | EPA_3051A_B | EPA 3051A/B Microwave Digestion (Nitric Acid, Hydrochloric Acid), EPA 6010B Determination (ICP-OES) |  |  |  |  | MEASURED | g/kg | g1kg-1 | OFFICIAL | VALID | US-EPA | U.S. EPA. 1996. “Method 3050B: Acid Digestion of Sediments, Sludges, and Soils,” Revision 2. Washington, DC. / EPA Method 3050B (SW-846): Acid Digestion of Sediments, Sludges, and Soils, 1996.
L_MODV2_SOIL_CO_009 | SOIL | cobalt | CO | EPA 3052 | EPA_3052 | EPA 3052 MIcrowave Digestion (Nitric Acid, Hydrofluoric Acid), EPA 6010B Determination (ICP-OES) |  |  |  |  | MEASURED | g/kg | g1kg-1 | OFFICIAL | VALID | US-EPA | U.S. EPA. 1996. “Method 3050B: Acid Digestion of Sediments, Sludges, and Soils,” Revision 2. Washington, DC. / EPA Method 3050B (SW-846): Acid Digestion of Sediments, Sludges, and Soils, 1996.
L_MODV2_SOIL_COLOR_001 | SOIL | color | COLOR | Munsell Color Chart | MUNSELL_COLOR_CHART |  |  |  |  | Observation | OBSERVED | None | none | EXPERIMENTAL | RETIRED
L_MODV2_SOIL_CU_001 | SOIL | copper | CU | Calcium Chloride | CALCIUM_CHLORIDE | 0.01 M CaCl2 | 1:10 | m/v | 120 min | ICP-MS | MEASURED | g/kg | g1kg-1 | OFFICIAL | VALID | WEPAL | Houba, V.J.G.; Novozamsky, I.; Lexmond, T.M.; Van der Lee, J.J., 2008. Applicability of 0.01 M CaCl2 as a single extraction solution for the assessment of the nutrient status of soils and other diagnostic purposes. Communications in Soil Science and Plant Analysis, Volume 21, 1990 - Issue 19-20.
L_MODV2_SOIL_CU_002 | SOIL | copper | CU | DTPA | DTPA | DTPA (0.005 M DTPA, 0.01 M CaCl2 and 0.10 M Triethanolamine adjusted to pH 7.3) | 1:2 | m/v | 120 min | ICP-OES / AAS | MEASURED | g/kg | g1kg-1 | OFFICIAL | VALID | WERA-103, SERA 6 | Soil, Plant and Water Reference Methods for the Western Region, 4th Edition, 2013, WERA-103. Method S-6.10
L_MODV2_SOIL_CU_003 | SOIL | copper | CU | DTPA-Sorbitol | DTPA-SORBITOL | DTPA-Sorbitol (0.005 M DTPA, 0.01 M CaCl2 and 0.10 M Triethanolamine and 0.20M of Sorbitol, adjusted to pH 7.3 and .) | 1:2 | m/v | 120 min | ICP-OES | MEASURED | g/kg | g1kg-1 | OFFICIAL | VALID | WERA-103, SERA 6 | Soil, Plant and Water Reference Methods for the Western Region, 4th Edition, 2013, WERA-103. Method S-6.12
L_MODV2_SOIL_CU_004 | SOIL | copper | CU | EDTA | EDTA | EDTA (0.04 M EDTA) | 1:2.5 | m/v | 120 min | AAS | MEASURED | g/kg | g1kg-1 | PROVISIONAL | VALID | NZJAR | R. G. McLaren , R. S. Swift & B. F. Quin (1984) EDTA-extractable copper, zinc, and manganese in soils of the Canterbury Plains, New Zealand Journal of Agricultural Research
L_MODV2_SOIL_CU_005 | SOIL | copper | CU | EPA 3050A/B | EPA_3050A_B | EPA 3050A/B Digestion (Nitric Acid, Hydrochloric Acid), EPA 6010B Determination (ICP-OES) | 1:15 (varies) | m/v | Heat to 95C, reflux for 15 minutes, cool, then add 5 mL HNO3 and reflux for 30 minutes. Repeat last step as required. | ICP-OES | MEASURED | g/kg | g1kg-1 | OFFICIAL | VALID | US-EPA | U.S. EPA. 1996. “Method 3050B: Acid Digestion of Sediments, Sludges, and Soils,” Revision 2. Washington, DC. / EPA Method 3050B (SW-846): Acid Digestion of Sediments, Sludges, and Soils, 1996.
L_MODV2_SOIL_CU_006 | SOIL | copper | CU | EPA 3051A/B | EPA_3051A_B | EPA 3051A/B Microwave Digestion (Nitric Acid, Hydrochloric Acid), EPA 6010B Determination (ICP-OES) |  |  |  |  | MEASURED | g/kg | g1kg-1 | OFFICIAL | VALID | US-EPA
L_MODV2_SOIL_CU_007 | SOIL | copper | CU | EPA 3052 | EPA_3052 | EPA 3052 MIcrowave Digestion (Nitric Acid, Hydrofluoric Acid), EPA 6010B Determination (ICP-OES) |  |  |  |  | MEASURED | g/kg | g1kg-1 | OFFICIAL | VALID | US-EPA
L_MODV2_SOIL_CU_008 | SOIL | copper | CU | EPA 6010B | EPA_6010B | [5 empty] | MEASURED | g/kg | g1kg-1 | EXPERIMENTAL | RETIRED
L_MODV2_SOIL_CU_009 | SOIL | copper | CU | H3A-1 | H3A-1 | H3A-1 Extractant (H3A-1 0.0024 M citric acid + 0.004 M oxalic acid + 0.004 M malic acid at pH 3.75 ) | 1:10 | m/v | 10 min | ICP-OES | MEASURED | g/kg | g1kg-1 | EXPERIMENTAL | VALID |  | Haney, R. L., et al. "Modifications to the new soil extractant H3A-1: A multinutrient extractant." Communications in soil science and plant analysis 41.12 (2010): 1513-1523.
L_MODV2_SOIL_CU_010 | SOIL | copper | CU | Hydrochloric Acid | HYDROCHLORIC_ACID | 0.1 M HCl | 1:4 | m/v | 30 min | ICP-OES / AAS | MEASURED | g/kg | g1kg-1 | OFFICIAL | VALID | NCERA-13, NEC-1812 | North Central Regional Research Publication No. 221 (Revised 2015), Chapter 9, pp 9.2-9.3
L_MODV2_SOIL_CU_011 | SOIL | copper | CU | Ion Exchange Resin | ION_EXCHANGE_RESIN | Resin Extraction - Unibest (0.5 M HCl) | Saturated paste | in situ capsule | 4 days, 1 hour acid leaching | ICP-OES | MEASURED | g/kg | g1kg-1 | PROPRIETARY | VALID | UniBest, Inc | https://www.unibestinc.com/about
L_MODV2_SOIL_CU_012 | SOIL | copper | CU | Mehlich 1 | MEHLICH_1 | Mehlich 1 (0.05 M HCl + 0.0125 M H2SO4) | 1:5 | m/v | 5 min | ICP-OES / AAS | MEASURED | g/kg | g1kg-1 | OFFICIAL | VALID | SERA-6 | Soil Test Methods From the Southeastern United States, SERA-IEG-6, 2014, Chapter 4.2
L_MODV2_SOIL_CU_013 | SOIL | copper | CU | Mehlich 2 | MEHLICH_2 | Mehlich 2 (0.2N CH3COOH + 0.015N NH4F + 0.2N NH4Cl + 0.012N HCl) | 1:10 | m/v | 5 min | ICP-OES / AAS | MEASURED | g/kg | g1kg-1 | OFFICIAL | VALID | NCSU | Mehlich A. 1978. New extractant for soil test evaluation of phosphorus, potassium, magnesium, calcium, sodium, manganese and zinc. Commun Soil Sci Plant Anal 9(6):477-92.
L_MODV2_SOIL_CU_014 | SOIL | copper | CU | Mehlich 3 | MEHLICH_3 | Mehlich 3 (0.2N CH3COOH + 0.25N NH4NO3 + 0.013N HNO3 + 0.015N NH4F + 0.001M EDTA) | 1:10 | m/v | 5 min | ICP-OES / AAS | MEASURED | g/kg | g1kg-1 | OFFICIAL | VALID | SERA-6, NCERA-13, NEC-1812 | Soil Test Methods From the Southeastern United States, SERA-IEG-6, 2014, Chapter 4.3
L_MODV2_SOIL_CU_015 | SOIL | copper | CU | Mehlich 3 | MEHLICH_3 | Mehlich 3 (0.2N CH3COOH + 0.25N NH4NO3 + 0.013N HNO3 + 0.015N NH4F + 0.001M EDTA) | 1:10 | v/v | 5 min | ICP-OES / AAS | MEASURED | mg/L | mg1kg-1 | OFFICIAL | VALID | SERA-6 | Soil Test Methods From the Southeastern United States, SERA-IEG-6, 2014, Chapter 4.3
L_MODV2_SOIL_CU_016 | SOIL | copper | CU | Morgan | MORGAN | Morgan (0.72 N NaOAc + 0.52 N CH3COOH) | 1:5 | v/v | 15 min | Spectrophotometric | MEASURED | g/kg | g1kg-1 | OFFICIAL | VALID | NECC-1812 | Recommended Soil Testing Procedures for the Northeastern United States, NECC-1812 Publication No. 493, 3rd Edition, 2011, Chapter 5.
L_MODV2_SOIL_CU_017 | SOIL | copper | CU | Modified Morgan | MODIFIED_MORGAN | Modified Morgan (0.62 N NH4OH + 1.25 N CH3COOH) | 1:10 | m/v | 15 min | ICP-OES | MEASURED | g/kg | g1kg-1 | OFFICIAL | VALID | NECC-1812 | Recommended Soil Testing Procedures for the Northeastern United States, NECC-1812 Publication No. 493, 3rd Edition, 2011, Chapter 5.
L_MODV2_SOIL_CU_018 | SOIL | copper | CU | Nitric Acid | NITRIC_ACID |  |  |  |  | ICP | MEASURED | g/kg | g1kg-1 | EXPERIMENTAL | RETIRED
L_MODV2_SOIL_CU_019 | SOIL | copper | CU | Plant Root Simulator | PLANT_ROOT_SIMULATOR | Plant Root Simulator - PRS | Saturated paste | in situ probe | 180 min | ICP-OES | MEASURED | mg/m2 | mg1[m2]-1 | PROPRIETARY | VALID | Western Ag Innovations | 2013. Ion Supply Rates Using PRS® Probes, pp. 1149-152 in R. O. Miller, R Gavlak and D Horneck, eds. Soil, Plant and Water Reference Methods for the Western Region. WREP-125, 4th Edition.
L_MODV2_SOIL_CU_020 | SOIL | copper | CU | Plant Root Simulator | PLANT_ROOT_SIMULATOR | Plant Root Simulator - PRS | Saturated paste | in situ probe | 24 hrs | ICP-OES | MEASURED | mg/m2 | mg1[m2]-1 | PROPRIETARY | VALID | Western Ag Innovations | 2013. Ion Supply Rates Using PRS® Probes, pp. 1149-152 in R. O. Miller, R Gavlak and D Horneck, eds. Soil, Plant and Water Reference Methods for the Western Region. WREP-125, 4th Edition.
L_MODV2_SOIL_CU_021 | SOIL | copper | CU | Plant Root Simulator | PLANT_ROOT_SIMULATOR | Plant Root Simulator - PRS | Saturated paste | in situ probe | 24 hrs | ICP-OES | MEASURED | mg/m2 | mg1[m2]-1 | PROPRIETARY | VALID | Western Ag Innovations | 2013. Ion Supply Rates Using PRS® Probes, pp. 1149-152 in R. O. Miller, R Gavlak and D Horneck, eds. Soil, Plant and Water Reference Methods for the Western Region. WREP-125, 4th Edition.
L_MODV2_SOIL_CU_022 | SOIL | copper | CU | Saturated paste | SATURATED_PASTE | Soil saturated with DI water, subsequent extraction and retained for analysis | Saturated paste | m/m | 4 hrs | ICP-OES / AAS | MEASURED | g/kg | g1kg-1 | PROVISIONAL | VALID | USDA | US Salinity Staff, 1954. L.A Richards (ed.) Diagnosis and improvement of saline alkali soils. 160 p. USDA Handb. 60 US Govt. Print Office, Washington DC.
L_MODV2_SOIL_CU_023 | SOIL | copper | CU | Modified Morgan | MODIFIED_MORGAN | Modified Morgan (0.62 N NH4OH + 1.25 N CH3COOH) | 1:10 | m/v | 15 min | ICP-OES | MEASURED | g/kg | g1kg-1 | OFFICIAL | VALID | NECC-1812 | Recommended Soil Testing Procedures for the Northeastern United States, NECC-1812 Publication No. 493, 3rd Edition, 2011, Chapter 5.
L_MODV2_SOIL_CUINDEX_001 | SOIL | copper index | CUINDEX | Mehlich 3 ICP | MEHLICH_3_ICP |  |  |  |  | ICP, AAS | Calculation | None | none | EXPERIMENTAL | RETIRED
L_MODV2_SOIL_DM_001 | SOIL | deleterious material | DM | [6 empty] | Gravimetric | MEASURED | % | prcnt | EXPERIMENTAL | RETIRED
L_MODV2_SOIL_DINDEX_001 | SOIL | dispersion index | DINDEX | [6 empty] | Observation | Calculation | None | none | EXPERIMENTAL | RETIRED
L_MODV2_SOIL_DON_001 | SOIL | dissolved organic nitrogen (DON) | DON | Calcium Chloride | CALCIUM_CHLORIDE | 0.01 M CaCl2 | 1:10 | m/v | 120 min | ICP-OES | MEASURED | g/kg | g1kg-1 | OFFICIAL | VALID | WEPAL | Houba, V.J.G.; Novozamsky, I.; Lexmond, T.M.; Van der Lee, J.J., 2008. Applicability of 0.01 M CaCl2 as a single extraction solution for the assessment of the nutrient status of soils and other diagnostic purposes. Communications in Soil Science and Plant Analysis, Volume 21, 1990 - Issue 19-20.
L_MODV2_SOIL_EC_001 | SOIL | electrical conductivity | EC | EC Slurry | EC_SLURRY | Deionized Water | 1:1 | m/m | 10 min | Electrical Conductivity | MEASURED | dS/m | dS1m-1 | OFFICIAL | VALID | WERA-103 | Soil, Plant and Water Reference Methods for the Western Region, 4th Edition, 2013. Method S-2.20
L_MODV2_SOIL_EC_002 | SOIL | electrical conductivity | EC | EC Slurry | EC_SLURRY | Deionized Water | 1:2 | m/m | 10 min | Electrical Conductivity | MEASURED | dS/m | dS1m-1 | OFFICIAL | VALID | WERA-103 | Soil, Plant and Water Reference Methods for the Western Region, 4th Edition, 2013. Method S-2.20
L_MODV2_SOIL_EC_003 | SOIL | electrical conductivity | EC | EC Slurry | EC_SLURRY | Deionized Water | 1:5 | m/m | 10 min | Electrical Conductivity | MEASURED | dS/m | dS1m-1 | PROVISIONAL | VALID
L_MODV2_SOIL_EC_004 | SOIL | electrical conductivity | EC | Saturated paste | SATURATED_PASTE | Soil saturated with DI water, subsequent extraction and retained for analysis | Saturated paste | m/m | 4 hrs | Electrical Conductivity | MEASURED | dS/m | dS1m-1 | OFFICIAL | VALID | USDA | US Salinity Staff, 1954. L.A Richards (ed.) Diagnosis and improvement of saline alkali soils. 160 p. USDA Handb. 60 US Govt. Print Office, Washington DC.
L_MODV2_SOIL_EC_005 | SOIL | electrical conductivity | EC | [6 empty] | Calculation | MEASURED | dS/m | dS1m-1 | EXPERIMENTAL | RETIRED
L_MODV2_SOIL_ESI_001 | SOIL | electrochemical stability index | ESI | [6 empty] | Calculation | Calculation | None | none | EXPERIMENTAL | RETIRED
L_MODV2_SOIL_EMERSON_001 | SOIL | emerson class | EMERSON | [6 empty] | Calculation | Calculation | None | none | EXPERIMENTAL | RETIRED
L_MODV2_SOIL_ENR_001 | SOIL | estimated nitrogen release | ENR | Calculation | CALCULATION | Calculation | Calculation | Calculation | Calculation | Calculation | Calculation | mg/L | mg1kg-1 | EXPERIMENTAL | VALID
L_MODV2_SOIL_XACIDT_001 | SOIL | exchangeable acidity | XACIDT | Potassium Chloride | POTASSIUM_CHLORIDE | 1.0 M KCl |  |  |  | Titration | MEASURED | cmol/kg | mol1kg-1 | EXPERIMENTAL | RETIRED
L_MODV2_SOIL_XAL_001 | SOIL | exchangeable aluminum | XAL | Potassium Chloride | POTASSIUM_CHLORIDE | 1.0 M KCl |  |  |  | Calculation | MEASURED | % | prcnt | EXPERIMENTAL | RETIRED
L_MODV2_SOIL_XCAP_001 | SOIL | exchangeable calcium percentage | XCAP | [6 empty] | Calculation | MEASURED | % | prcnt | EXPERIMENTAL | RETIRED
L_MODV2_SOIL_XH_001 | SOIL | exchangeable hydrogen | XH | Potassium Chloride | POTASSIUM_CHLORIDE | 1.0 M KCl |  |  |  | Titration | MEASURED | cmol/kg | mol1kg-1 | EXPERIMENTAL | RETIRED
L_MODV2_SOIL_XHP_001 | SOIL | exchangeable hydrogen percentage | XHP | [6 empty] | Calculation | MEASURED | % | prcnt | EXPERIMENTAL | RETIRED
L_MODV2_SOIL_XMGP_001 | SOIL | exchangeable magnesium percentage | XMGP | [6 empty] | Calculation | MEASURED | % | prcnt | EXPERIMENTAL | RETIRED
L_MODV2_SOIL_XKP_001 | SOIL | exchangeable potassium percentage | XKP | [6 empty] | Calculation | MEASURED | % | prcnt | EXPERIMENTAL | RETIRED
L_MODV2_SOIL_XNAP_001 | SOIL | exchangeable sodium percentage | XNAP | Saturated paste | SATURATED_PASTE | Deionized Water | Saturated paste | Saturated Paste | 4 hrs | Calculation | MEASURED | % | prcnt | OFFICIAL | VALID | USDA | US Salinity Staff, 1954. L.A Richards (ed.) Diagnosis and improvement of saline alkali soils. 160 p. USDA Handb. 60 US Govt. Print Office, Washington DC.
L_MODV2_SOIL_F_001 | SOIL | fluoride | F | EPA 300.0 | EPA_300_0 | Deionized water - EPA 300.0 | 1:10 | m/v | 10 min | ICP-OES | MEASURED | mg/L | mg1kg-1 | OFFICIAL | VALID | US-EPA | EPA 300.0 Determination of Inorganic Anions by Ion Chromatography, Revision 2.1, August 1993.
L_MODV2_SOIL_GENOM_001 | SOIL | genomics | GENOM | Genomics | GENOMICS | 16S rRNA, ITS, and shotgun metagenomics |  |  |  |  | MEASURED | None | none | OFFICIAL | VALID | Soil Health Institute | Thompson, et al., 2017;
L_MODV2_SOIL_GTRI_001 | SOIL | grass tetany risk index | GTRI | Alcohol Prewash/Ammonium Acetate | ALCOHOL_PREWASH_AMMONIUM_ACETATE |  |  |  |  | Calculation | Calculation | None | none | EXPERIMENTAL | RETIRED
L_MODV2_SOIL_GTRI_002 | SOIL | grass tetany risk index | GTRI | Ammonium Acetate | AMMONIUM_ACETATE |  |  |  |  | Calculation | Calculation | None | none | EXPERIMENTAL | RETIRED
L_MODV2_SOIL_GTRI_003 | SOIL | grass tetany risk index | GTRI | Ammonium Chloride/Barium Chloride | AMMONIUM_CHLORIDE_BARIUM_CHLORIDE | NH4Cl/BaCl2 |  |  |  | Calculation | Calculation | None | none | EXPERIMENTAL | RETIRED
L_MODV2_SOIL_GRAVEL_001 | SOIL | gravel | GRAVEL | Sieve | SIEVE |  |  |  |  | Calculation | MEASURED | % | prcnt | EXPERIMENTAL | RETIRED
L_MODV2_SOIL_GYPREC_001 | SOIL | gypsum recommendation | GYPREC | [6 empty] | Calculation | MEASURED | tons/ac | ton1ac-1 | EXPERIMENTAL | RETIRED
L_MODV2_SOIL_HEAL_001 | SOIL | H+EALP | HEAL | SMP | SMP |  |  |  |  | Calculation | Calculation | none | none | EXPERIMENTAL | RETIRED
L_MODV2_SOIL_HM_001 | SOIL | humic matter | HM | FSPA 15(12)84 | FSPA_15_12_84 |  |  |  |  | Spectrophotometric | MEASURED | % | prcnt | EXPERIMENTAL | RETIRED
L_MODV2_SOIL_HM_002 | SOIL | humic matter | HM | Humic Matter | HUMIC_MATTER | 0.2 N NaOH | 1:40 | v/v | 16 hrs | Spectrophotometric | MEASURED | % | prcnt | OFFICIAL | VALID | SERA-6 | Soil Test Methods From the Southeastern United States, SERA-IEG-6, 2014, Chapter 5.5, pp 162-166.
L_MODV2_SOIL_HAL_001 | SOIL | hydrogen+aluminum | HAL | SMP | SMP |  |  |  |  | Ion Selective Electrode | MEASURED | cmol/kg | mol1kg-1 | EXPERIMENTAL | RETIRED
L_MODV2_SOIL_OH_001 | SOIL | hydroxide | OH | SM 2320 B (18th Ed.) | SM_2320_B_18TH_ED |  |  |  |  | Titrimetric | MEASURED | mg/L | mg1kg-1 | EXPERIMENTAL | RETIRED
L_MODV2_SOIL_FE_001 | SOIL | iron | FE | Ammonium Oxalate | AMMONIUM_OXALATE | Ammonium Oxalate (0.275 M acid ammonium oxalate, 0.1 N sodium hydroxide, 0.03 N ammonium fluoride) | 1:5 | m/v | 4 hrs | ICP-OES | MEASURED | g/kg | g1kg-1 | PROVISIONAL | VALID
L_MODV2_SOIL_FE_002 | SOIL | iron | FE | Calcium Chloride | CALCIUM_CHLORIDE | 0.01 M CaCl2 | 1:10 | m/v | 120 min | ICP-OES | MEASURED | g/kg | g1kg-1 | OFFICIAL | VALID | WEPAL | Houba, V.J.G.; Novozamsky, I.; Lexmond, T.M.; Van der Lee, J.J., 2008. Applicability of 0.01 M CaCl2 as a single extraction solution for the assessment of the nutrient status of soils and other diagnostic purposes. Communications in Soil Science and Plant Analysis, Volume 21, 1990 - Issue 19-20.
L_MODV2_SOIL_FE_003 | SOIL | iron | FE | DTPA | DTPA | DTPA (0.005 M DTPA, 0.01 M CaCl2 and 0.10 M Triethanolamine adjusted to pH 7.3) | 1:2 | m/v | 120 min | ICP-OES / AAS | MEASURED | g/kg | g1kg-1 | OFFICIAL | VALID | WERA-103, SERA 6 | Soil, Plant and Water Reference Methods for the Western Region, 4th Edition, 2013, WERA-103. Method S-6.10
L_MODV2_SOIL_FE_004 | SOIL | iron | FE | DTPA-Sorbitol | DTPA-SORBITOL | DTPA-Sorbitol (0.005 M DTPA, 0.01 M CaCl2 and 0.10 M Triethanolamine and 0.20M of Sorbitol, adjusted to pH 7.3 and .) | 1:2 | m/v | 120 min | ICP-OES | MEASURED | g/kg | g1kg-1 | OFFICIAL | VALID | WERA-103, SERA 6 | Soil, Plant and Water Reference Methods for the Western Region, 4th Edition, 2013, WERA-103. Method S-6.12
L_MODV2_SOIL_FE_005 | SOIL | iron | FE | EDTA | EDTA | EDTA (0.04 M EDTA) | 1:2.5 | m/v | 120 min | AAS | MEASURED | g/kg | g1kg-1 | PROVISIONAL | VALID | NZJAR | R. G. McLaren , R. S. Swift & B. F. Quin (1984) EDTA-extractable copper, zinc, and manganese in soils of the Canterbury Plains, New Zealand Journal of Agricultural Research
L_MODV2_SOIL_FE_006 | SOIL | iron | FE | EPA 3050 Digestion Acid Recoverable | EPA_3050_DIGESTION_ACID_RECOVERABLE |  |  |  |  | ICP | MEASURED | g/kg | g1kg-1 | EXPERIMENTAL | RETIRED
L_MODV2_SOIL_FE_007 | SOIL | iron | FE | EPA 3050A/B | EPA_3050A_B | EPA 3050A/B Digestion (Nitric Acid, Hydrochloric Acid), EPA 6010B Determination (ICP-OES) | 1:15 (varies) | m/v | Heat to 95C, reflux for 15 minutes, cool, then add 5 mL HNO3 and reflux for 30 minutes. Repeat last step as required. | ICP-OES | MEASURED | g/kg | g1kg-1 | OFFICIAL | VALID | US-EPA | U.S. EPA. 1996. “Method 3050B: Acid Digestion of Sediments, Sludges, and Soils,” Revision 2. Washington, DC. / EPA Method 3050B (SW-846): Acid Digestion of Sediments, Sludges, and Soils, 1996.
L_MODV2_SOIL_FE_008 | SOIL | iron | FE | EPA 3051A/B | EPA_3051A_B | EPA 3051A/B Microwave Digestion (Nitric Acid, Hydrochloric Acid), EPA 6010B Determination (ICP-OES) |  |  |  |  | MEASURED | g/kg | g1kg-1 | OFFICIAL | VALID | US-EPA
L_MODV2_SOIL_FE_009 | SOIL | iron | FE | EPA 3052 | EPA_3052 | EPA 3052 MIcrowave Digestion (Nitric Acid, Hydrofluoric Acid), EPA 6010B Determination (ICP-OES) |  |  |  |  | MEASURED | g/kg | g1kg-1 | OFFICIAL | VALID | US-EPA
L_MODV2_SOIL_FE_010 | SOIL | iron | FE | H3A-1 | H3A-1 | H3A-1 Extractant (H3A-1 0.0024 M citric acid + 0.004 M oxalic acid + 0.004 M malic acid at pH 3.75 ) | 1:10 | m/v | 10 min | ICP-OES | MEASURED | g/kg | g1kg-1 | PROVISIONAL | VALID |  | Haney, R. L., et al. "Modifications to the new soil extractant H3A-1: A multinutrient extractant." Communications in soil science and plant analysis 41.12 (2010): 1513-1523.
L_MODV2_SOIL_FE_011 | SOIL | iron | FE | Hydrochloric Acid | HYDROCHLORIC_ACID | 0.1 M HCl | 1:4 | m/v | 30 min | ICP-OES / AAS | MEASURED | g/kg | g1kg-1 | OFFICIAL | VALID | NCERA-13, NEC-1812 | North Central Regional Research Publication No. 221 (Revised 2015), Chapter 9, pp 9.2-9.3
L_MODV2_SOIL_FE_012 | SOIL | iron | FE | Ion Exchange Resin | ION_EXCHANGE_RESIN | Resin Extraction - Unibest (0.5 M HCl) | Saturated paste | in situ capsule | 4 days, 1 hour acid leaching | ICP-OES | MEASURED | g/kg | g1kg-1 | PROPRIETARY | VALID | UniBest, Inc | https://www.unibestinc.com/about
L_MODV2_SOIL_FE_013 | SOIL | iron | FE | Mehlich 1 | MEHLICH_1 | Mehlich 1 (0.05 M HCl + 0.0125 M H2SO4) | 1:5 | m/v | 5 min | ICP-OES / AAS | MEASURED | g/kg | g1kg-1 | OFFICIAL | VALID | SERA-6 | Soil Test Methods From the Southeastern United States, SERA-IEG-6, 2014, Chapter 4.2
L_MODV2_SOIL_FE_014 | SOIL | iron | FE | Mehlich 2 | MEHLICH_2 | Mehlich 2 (0.2N CH3COOH + 0.015N NH4F + 0.2N NH4Cl + 0.012N HCl) | 1:10 | m/v | 5 min | ICP-OES / AAS | MEASURED | g/kg | g1kg-1 | OFFICIAL | VALID | NCSU | Mehlich A. 1978. New extractant for soil test evaluation of phosphorus, potassium, magnesium, calcium, sodium, manganese and zinc. Commun Soil Sci Plant Anal 9(6):477-92.
L_MODV2_SOIL_FE_015 | SOIL | iron | FE | Mehlich 3 | MEHLICH_3 | Mehlich 3 (0.2N CH3COOH + 0.25N NH4NO3 + 0.013N HNO3 + 0.015N NH4F + 0.001M EDTA) | 1:10 | m/v | 5 min | ICP-OES / AAS | MEASURED | g/kg | g1kg-1 | OFFICIAL | VALID | SERA-6, NCERA-13, NEC-1812 | Soil Test Methods From the Southeastern United States, SERA-IEG-6, 2014, Chapter 4.3
L_MODV2_SOIL_FE_016 | SOIL | iron | FE | Mehlich 3 | MEHLICH_3 | Mehlich 3 (0.2N CH3COOH + 0.25N NH4NO3 + 0.013N HNO3 + 0.015N NH4F + 0.001M EDTA) | 1:10 | v/v | 5 min | ICP-OES / AAS | MEASURED | mg/L | mg1kg-1 | OFFICIAL | VALID | SERA-6 | Soil Test Methods From the Southeastern United States, SERA-IEG-6, 2014, Chapter 4.3
L_MODV2_SOIL_FE_017 | SOIL | iron | FE | Nitric Acid | NITRIC_ACID |  |  |  |  | ICP | MEASURED | g/kg | g1kg-1 | EXPERIMENTAL | RETIRED
L_MODV2_SOIL_FE_018 | SOIL | iron | FE | Plant Root Simulator | PLANT_ROOT_SIMULATOR | Plant Root Simulator - PRS | Saturated paste | in situ probe | 180 min | ICP-OES | MEASURED | mg/m2 | mg1[m2]-1 | PROPRIETARY | VALID | Western Ag Innovations | 2013. Ion Supply Rates Using PRS® Probes, pp. 1149-152 in R. O. Miller, R Gavlak and D Horneck, eds. Soil, Plant and Water Reference Methods for the Western Region. WREP-125, 4th Edition.
L_MODV2_SOIL_FE_019 | SOIL | iron | FE | Plant Root Simulator | PLANT_ROOT_SIMULATOR | Plant Root Simulator - PRS | Saturated paste | in situ probe | 24 hrs | ICP-OES | MEASURED | mg/m2 | mg1[m2]-1 | PROPRIETARY | VALID | Western Ag Innovations | 2013. Ion Supply Rates Using PRS® Probes, pp. 1149-152 in R. O. Miller, R Gavlak and D Horneck, eds. Soil, Plant and Water Reference Methods for the Western Region. WREP-125, 4th Edition.
L_MODV2_SOIL_FE_020 | SOIL | iron | FE | Plant Root Simulator | PLANT_ROOT_SIMULATOR | Plant Root Simulator - PRS | Saturated paste | in situ probe | 24 hrs | ICP-OES | MEASURED | mg/m2 | mg1[m2]-1 | PROPRIETARY | VALID | Western Ag Innovations | 2013. Ion Supply Rates Using PRS® Probes, pp. 1149-152 in R. O. Miller, R Gavlak and D Horneck, eds. Soil, Plant and Water Reference Methods for the Western Region. WREP-125, 4th Edition.
L_MODV2_SOIL_FE_021 | SOIL | iron | FE | Saturated paste | SATURATED_PASTE | Soil saturated with DI water, subsequent extraction and retained for analysis | Saturated paste | m/m | 4 hrs | ICP-OES | MEASURED | mg/L | mg1kg-1 | PROVISIONAL | VALID | USDA | US Salinity Staff, 1954. L.A Richards (ed.) Diagnosis and improvement of saline alkali soils. 160 p. USDA Handb. 60 US Govt. Print Office, Washington DC.
L_MODV2_SOIL_FE_022 | SOIL | iron | FE | Modified Morgan | MODIFIED_MORGAN | Modified Morgan (0.62 N NH4OH + 1.25 N CH3COOH) | 1:5 | m/v | 15 min | ICP-OES | MEASURED | g/kg | g1kg-1 | OFFICIAL | VALID | Cornell | https://bpb-us-e1.wpmucdn.com/blogs.cornell.edu/dist/7/9922/files/2022/04/CSH13-Modified-Morgan-Extraction-and-pH-Measurement-SOP-4-2022-1.pdf
L_MODV2_SOIL_KBRATIO_001 | SOIL | K:B ratio | KBRATIO | [7 empty] | MEASURED | none | ratio | EXPERIMENTAL | RETIRED
L_MODV2_SOIL_KBRATIO_002 | SOIL | K:B ratio | KBRATIO | Mehlich 3 | MEHLICH_3 |  |  |  |  | ICP | MEASURED | none | ratio | EXPERIMENTAL | RETIRED
L_MODV2_SOIL_KMGRATIO_001 | SOIL | K:Mg ratio | KMGRATIO | Alcohol Prewash/Ammonium Acetate | ALCOHOL_PREWASH_AMMONIUM_ACETATE |  | 1:20 | m/v | 15 min | ICP-OES | MEASURED | None | ratio | EXPERIMENTAL | RETIRED | USDA | Soil Survey Laboratory Methods Manual #42 ver 4 (2004)
L_MODV2_SOIL_KMGRATIO_002 | SOIL | K:Mg ratio | KMGRATIO | Ammonium Acetate | AMMONIUM_ACETATE | 1.0 N Ammonium Acetate, pH 7.0 | 1:10 | m/v | 5 min | ICP-OES / AAS | MEASURED | None | ratio | EXPERIMENTAL | RETIRED | NCERA-13 | North Central Regional Research Publication No. 221 (Revised 2015), Chapter 7, pp 7.1-7.3
L_MODV2_SOIL_KMGRATIO_003 | SOIL | K:Mg ratio | KMGRATIO | Ammonium Chloride/Barium Chloride | AMMONIUM_CHLORIDE_BARIUM_CHLORIDE | NH4Cl/BaCl2 |  | m/v |  | ICP-OES | MEASURED | None | ratio | EXPERIMENTAL | RETIRED
L_MODV2_SOIL_KMGRATIO_004 | SOIL | K:Mg ratio | KMGRATIO | [6 empty] | Calculation | MEASURED | None | ratio | EXPERIMENTAL | RETIRED
L_MODV2_SOIL_KNARATIO_001 | SOIL | K:Na ratio | KNARATIO | Mehlich 3 | MEHLICH_3 |  |  |  |  | ICP | MEASURED | none | ratio | EXPERIMENTAL | RETIRED
L_MODV2_SOIL_KNARATIO_002 | SOIL | K:Na ratio | KNARATIO | [6 empty] | Calculation | MEASURED | none | ratio | EXPERIMENTAL | RETIRED
L_MODV2_SOIL_PB_001 | SOIL | lead | PB | Aqua Regia | AQUA_REGIA | Aqua Regia (3:1 mixture of hydrochloric (HCl) and nitric (HNO3) acids) | 1:10 | m/v | 20 min | ICP-OES / ICP-MS | MEASURED | g/kg | g1kg-1 | PROVISIONAL | VALID | ISO | ISO standard 11466 or EPA 3051A
L_MODV2_SOIL_PB_002 | SOIL | lead | PB | EPA 3050 | EPA_3050 | EPA 3050 Digestion (Nitric Acid, Hydrogen Peroxide), EPA 6010B Determination (ICP-OES) | 1:15 (varies) | m/v | Heat to 95C, reflux for 15 minutes, cool, then add 5 mL HNO3 and reflux for 30 minutes. Repeat last step as required. | ICP-OES | MEASURED | g/kg | g1kg-1 | OFFICIAL | VALID | US-EPA | U.S. EPA. 1996. “Method 3050B: Acid Digestion of Sediments, Sludges, and Soils,” Revision 2. Washington, DC. / EPA Method 3050B (SW-846): Acid Digestion of Sediments, Sludges, and Soils, 1996.
L_MODV2_SOIL_PB_003 | SOIL | lead | PB | EPA 3050A/B | EPA_3050A_B | EPA 3050A/B Digestion (Nitric Acid, Hydrochloric Acid), EPA 6010B Determination (ICP-OES) | 1:15 (varies) | m/v | Heat to 95C, reflux for 15 minutes, cool, then add 5 mL HNO3 and reflux for 30 minutes. Repeat last step as required. | ICP-OES | MEASURED | g/kg | g1kg-1 | OFFICIAL | VALID | US-EPA | U.S. EPA. 1996. “Method 3050B: Acid Digestion of Sediments, Sludges, and Soils,” Revision 2. Washington, DC. / EPA Method 3050B (SW-846): Acid Digestion of Sediments, Sludges, and Soils, 1996.
L_MODV2_SOIL_PB_004 | SOIL | lead | PB | EPA 3051A/B | EPA_3051A_B | EPA 3051A/B Microwave Digestion (Nitric Acid, Hydrochloric Acid), EPA 6010B Determination (ICP-OES) |  |  |  |  | MEASURED | g/kg | g1kg-1 | OFFICIAL | VALID | US-EPA
L_MODV2_SOIL_PB_005 | SOIL | lead | PB | EPA 3052 | EPA_3052 | EPA 3052 MIcrowave Digestion (Nitric Acid, Hydrofluoric Acid), EPA 6010B Determination (ICP-OES) |  |  |  |  | MEASURED | g/kg | g1kg-1 | OFFICIAL | VALID | US-EPA
L_MODV2_SOIL_PB_006 | SOIL | lead | PB | Plant Root Simulator | PLANT_ROOT_SIMULATOR | Plant Root Simulator - PRS | Saturated paste | in situ probe | 180 min | ICP-OES | MEASURED | mg/m2 | mg1[m2]-1 | PROPRIETARY | VALID | Western Ag Innovations | 2013. Ion Supply Rates Using PRS® Probes, pp. 1149-152 in R. O. Miller, R Gavlak and D Horneck, eds. Soil, Plant and Water Reference Methods for the Western Region. WREP-125, 4th Edition.
L_MODV2_SOIL_PB_007 | SOIL | lead | PB | Plant Root Simulator | PLANT_ROOT_SIMULATOR | Plant Root Simulator - PRS | Saturated paste | in situ probe | 24 hrs | ICP-OES | MEASURED | mg/m2 | mg1[m2]-1 | PROPRIETARY | VALID | Western Ag Innovations | 2013. Ion Supply Rates Using PRS® Probes, pp. 1149-152 in R. O. Miller, R Gavlak and D Horneck, eds. Soil, Plant and Water Reference Methods for the Western Region. WREP-125, 4th Edition.
L_MODV2_SOIL_PB_008 | SOIL | lead | PB | Plant Root Simulator | PLANT_ROOT_SIMULATOR | Plant Root Simulator - PRS | Saturated paste | in situ probe | 24 hrs | ICP-OES | MEASURED | mg/m2 | mg1[m2]-1 | PROPRIETARY | VALID | Western Ag Innovations | 2013. Ion Supply Rates Using PRS® Probes, pp. 1149-152 in R. O. Miller, R Gavlak and D Horneck, eds. Soil, Plant and Water Reference Methods for the Western Region. WREP-125, 4th Edition.
L_MODV2_SOIL_PB_009 | SOIL | lead | PB | Mehlich 3 | MEHLICH_3 | Mehlich 3 (0.2N CH3COOH + 0.25N NH4NO3 + 0.013N HNO3 + 0.015N NH4F + 0.001M EDTA) | 1:10 | m/v | 5 min | ICP-OES / AAS | MEASURED | g/kg | g1kg-1 | PROVISIONAL | VALID
L_MODV2_SOIL_LINDEX_001 | SOIL | lime index | LINDEX | Soil Characteristics Regression | SOIL_CHARACTERISTICS_REGRESSION |  |  |  |  | Calculation | Calculation | None | none | EXPERIMENTAL | RETIRED
L_MODV2_SOIL_LREC_001 | SOIL | lime recommendation | LREC | Adams-Evans buffer | ADAMS-EVANS_BUFFER |  |  |  |  | Calculation | MEASURED | tons/ac | ton1ac-1 | EXPERIMENTAL | RETIRED
L_MODV2_SOIL_LREC_002 | SOIL | lime recommendation | LREC | Adams-Evans, Modified | ADAMS-EVANS_MODIFIED |  |  |  |  | Calculation | MEASURED | tons/ac | ton1ac-1 | EXPERIMENTAL | RETIRED
L_MODV2_SOIL_LREC_003 | SOIL | lime recommendation | LREC | Mehlich buffer | MEHLICH_BUFFER |  |  |  |  | Calculation | MEASURED | tons/ac | ton1ac-1 | EXPERIMENTAL | RETIRED
L_MODV2_SOIL_LREC_004 | SOIL | lime recommendation | LREC | Modified Woodruff buffer | MODIFIED_WOODRUFF_BUFFER |  |  |  |  | Calculation | MEASURED | tons/ac | ton1ac-1 | EXPERIMENTAL | RETIRED
L_MODV2_SOIL_LREC_005 | SOIL | lime recommendation | LREC | Sikora 1 buffer | SIKORA_1_BUFFER |  |  |  |  | Calculation | MEASURED | tons/ac | ton1ac-1 | EXPERIMENTAL | RETIRED
L_MODV2_SOIL_LREC_006 | SOIL | lime recommendation | LREC | Sikora 2 buffer | SIKORA_2_BUFFER |  |  |  |  | Calculation | MEASURED | tons/ac | ton1ac-1 | EXPERIMENTAL | RETIRED
L_MODV2_SOIL_LREC_007 | SOIL | lime recommendation | LREC | SMP | SMP |  |  |  |  | Calculation | MEASURED | tons/ac | ton1ac-1 | EXPERIMENTAL | RETIRED
L_MODV2_SOIL_LREC_008 | SOIL | lime recommendation | LREC | Titratable Acidity | TITRATABLE_ACIDITY |  |  |  |  | Calculation | MEASURED | tons/ac | ton1ac-1 | EXPERIMENTAL | RETIRED
L_MODV2_SOIL_LREC_009 | SOIL | lime recommendation | LREC | Woodruff | WOODRUFF |  |  |  |  | Calculation | MEASURED | tons/ac | ton1ac-1 | EXPERIMENTAL | RETIRED
L_MODV2_SOIL_LI_001 | SOIL | lithium | LI | EPA 3050 | EPA_3050 | EPA 3050 Digestion (Nitric Acid, Hydrogen Peroxide), EPA 6010B Determination (ICP-OES) | 1:15 (varies) | m/v | Heat to 95C, reflux for 15 minutes, cool, then add 5 mL HNO3 and reflux for 30 minutes. Repeat last step as required. | ICP-OES | MEASURED | g/kg | g1kg-1 | OFFICIAL | VALID | US-EPA | U.S. EPA. 1996. “Method 3050B: Acid Digestion of Sediments, Sludges, and Soils,” Revision 2. Washington, DC. / EPA Method 3050B (SW-846): Acid Digestion of Sediments, Sludges, and Soils, 1996.
L_MODV2_SOIL_MG_001 | SOIL | magnesium | MG | Alcohol Prewash/Ammonium Acetate | ALCOHOL_PREWASH_AMMONIUM_ACETATE |  |  |  |  | ICP-OES | MEASURED | cmol/kg | mol1kg-1 | EXPERIMENTAL | RETIRED
L_MODV2_SOIL_MG_002 | SOIL | magnesium | MG | Ammonium Acetate | AMMONIUM_ACETATE | 1.0 N Ammonium Acetate, pH 7.0 | 1:10 | m/v | 5 min | ICP-OES / AAS | MEASURED | g/kg | g1kg-1 | OFFICIAL | VALID | NCERA-13 | North Central Regional Research Publication No. 221 (Revised 2015), Chapter 7, pp 7.1-7.3
L_MODV2_SOIL_MG_003 | SOIL | magnesium | MG | Ammonium Chloride | AMMONIUM_CHLORIDE | NH4Cl |  | m/v |  | ICP-OES | MEASURED | cmol/kg | mol1kg-1 | EXPERIMENTAL | VALID
L_MODV2_SOIL_MG_004 | SOIL | magnesium | MG | Ammonium Chloride | AMMONIUM_CHLORIDE | NH4Cl w/ prewash |  | m/v |  | ICP-OES | MEASURED | cmol/kg | mol1kg-1 | EXPERIMENTAL | VALID
L_MODV2_SOIL_MG_005 | SOIL | magnesium | MG | Ammonium Chloride/Barium Chloride | AMMONIUM_CHLORIDE_BARIUM_CHLORIDE | NH4Cl/BaCl2 |  | m/v |  | ICP-OES | MEASURED | cmol/kg | mol1kg-1 | EXPERIMENTAL | VALID
L_MODV2_SOIL_MG_006 | SOIL | magnesium | MG | Calcium Chloride | CALCIUM_CHLORIDE | 0.01 M CaCl2 | 1:10 | m/v | 120 min | ICP-OES | MEASURED | g/kg | g1kg-1 | OFFICIAL | VALID | WEPAL | Houba, V.J.G.; Novozamsky, I.; Lexmond, T.M.; Van der Lee, J.J., 2008. Applicability of 0.01 M CaCl2 as a single extraction solution for the assessment of the nutrient status of soils and other diagnostic purposes. Communications in Soil Science and Plant Analysis, Volume 21, 1990 - Issue 19-20.
L_MODV2_SOIL_MG_007 | SOIL | magnesium | MG | Calculation | CALCULATION | Calculation | Calculation | Calculation | Calculation | Calculation | MEASURED | g/kg | g1kg-1 | PROVISIONAL | VALID
L_MODV2_SOIL_MG_008 | SOIL | magnesium | MG | Slurry | SLURRY | Deionized Water | 1:1 | m/v |  | ICP-OES | MEASURED | meq/L | meq1l-1 | EXPERIMENTAL | VALID
L_MODV2_SOIL_MG_009 | SOIL | magnesium | MG | Slurry | SLURRY | Deionized Water | 1:20 | m/v |  | ICP-OES | MEASURED | g/kg | g1kg-1 | EXPERIMENTAL | VALID
L_MODV2_SOIL_MG_010 | SOIL | magnesium | MG | Slurry | SLURRY | Deionized Water | 1:5 | m/v |  | ICP-OES | MEASURED | g/kg | g1kg-1 | EXPERIMENTAL | VALID
L_MODV2_SOIL_MG_011 | SOIL | magnesium | MG | EPA 3050 | EPA_3050 | EPA 3050 Digestion (Nitric Acid, Hydrogen Peroxide), EPA 6010B Determination (ICP-OES) | 1:15 (varies) | m/v | Heat to 95C, reflux for 15 minutes, cool, then add 5 mL HNO3 and reflux for 30 minutes. Repeat last step as required. | ICP-OES | MEASURED | g/kg | g1kg-1 | OFFICIAL | VALID | US-EPA | U.S. EPA. 1996. “Method 3050B: Acid Digestion of Sediments, Sludges, and Soils,” Revision 2. Washington, DC. / EPA Method 3050B (SW-846): Acid Digestion of Sediments, Sludges, and Soils, 1996.
L_MODV2_SOIL_MG_012 | SOIL | magnesium | MG | EPA 3050A/B | EPA_3050A_B | EPA 3050A/B Digestion (Nitric Acid, Hydrochloric Acid), EPA 6010B Determination (ICP-OES) | 1:15 (varies) | m/v | Heat to 95C, reflux for 15 minutes, cool, then add 5 mL HNO3 and reflux for 30 minutes. Repeat last step as required. | ICP-OES | MEASURED | g/kg | g1kg-1 | OFFICIAL | VALID | US-EPA | U.S. EPA. 1996. “Method 3050B: Acid Digestion of Sediments, Sludges, and Soils,” Revision 2. Washington, DC. / EPA Method 3050B (SW-846): Acid Digestion of Sediments, Sludges, and Soils, 1996.
L_MODV2_SOIL_MG_013 | SOIL | magnesium | MG | EPA 3051A/B | EPA_3051A_B | EPA 3051A/B Microwave Digestion (Nitric Acid, Hydrochloric Acid), EPA 6010B Determination (ICP-OES) |  |  |  |  | MEASURED | g/kg | g1kg-1 | OFFICIAL | VALID | US-EPA
L_MODV2_SOIL_MG_014 | SOIL | magnesium | MG | EPA 3052 | EPA_3052 | EPA 3052 MIcrowave Digestion (Nitric Acid, Hydrofluoric Acid), EPA 6010B Determination (ICP-OES) |  |  |  |  | MEASURED | g/kg | g1kg-1 | OFFICIAL | VALID | US-EPA
L_MODV2_SOIL_MG_015 | SOIL | magnesium | MG | H3A-1 | H3A-1 | H3A-1 Extractant (H3A-1 0.0024 M citric acid + 0.004 M oxalic acid + 0.004 M malic acid at pH 3.75 ) | 1:10 | m/v | 10 min | ICP-OES | MEASURED | g/kg | g1kg-1 | PROVISIONAL | VALID |  | Haney, R. L., et al. "Modifications to the new soil extractant H3A-1: A multinutrient extractant." Communications in soil science and plant analysis 41.12 (2010): 1513-1523.
L_MODV2_SOIL_MG_016 | SOIL | magnesium | MG | Ion Exchange Resin | ION_EXCHANGE_RESIN | Resin Extraction - Unibest (0.5 M HCl) | Saturated paste | variable | 24 hrs | ICP-OES | MEASURED | g/kg | g1kg-1 | PROPRIETARY | VALID | UniBest, Inc | https://www.unibestinc.com/about
L_MODV2_SOIL_MG_017 | SOIL | magnesium | MG | Ion Exchange Resin | ION_EXCHANGE_RESIN | Resin Extraction - Unibest (0.5 M HCl) | Saturated paste | m/v | Varies | ICP-OES | MEASURED | g/kg | g1kg-1 | PROPRIETARY | VALID | UniBest, Inc | https://www.unibestinc.com/about
L_MODV2_SOIL_MG_018 | SOIL | magnesium | MG | Lancaster | LANCASTER | Lancaster Extraction (Solution A:0.05 M HCl, Solution B: 1.57 M glacial acetic acid, 0.063 M malonic acid, 0.089 M malic acid, 0.032 M ammonium fluoride, 0.012 M aluminum chloride hexahydrate) | 1:5 | m/v | Soil+Solution A, sit for 10 minutes. Add Solution B, shake for 10 minutes | ICP-OES | MEASURED | g/kg | g1kg-1 | OFFICIAL | VALID | SERA-6 | Soil Test Methods From the Southeastern United States, SERA-IEG-6, 2014, Chapter 4.4
L_MODV2_SOIL_MG_019 | SOIL | magnesium | MG | Mehlich 1 | MEHLICH_1 | Mehlich 1 (0.05 M HCl + 0.0125 M H2SO4) | 1:5 | m/v | 5 min | ICP-OES / AAS | MEASURED | g/kg | g1kg-1 | OFFICIAL | VALID | SERA-6 | Soil Test Methods From the Southeastern United States, SERA-IEG-6, 2014, Chapter 4.2
L_MODV2_SOIL_MG_020 | SOIL | magnesium | MG | Mehlich 2 | MEHLICH_2 | Mehlich 2 (0.2N CH3COOH + 0.015N NH4F + 0.2N NH4Cl + 0.012N HCl) | 1:10 | m/v | 5 min | ICP-OES / AAS | MEASURED | g/kg | g1kg-1 | OFFICIAL | VALID | NCSU | Mehlich A. 1978. New extractant for soil test evaluation of phosphorus, potassium, magnesium, calcium, sodium, manganese and zinc. Commun Soil Sci Plant Anal 9(6):477-92.
L_MODV2_SOIL_MG_021 | SOIL | magnesium | MG | Mehlich 3 | MEHLICH_3 | Mehlich 3 (0.2N CH3COOH + 0.25N NH4NO3 + 0.013N HNO3 + 0.015N NH4F + 0.001M EDTA) | 1:10 | v/v | 5 min | ICP-OES / AAS | MEASURED | mg/L | mg1kg-1 | OFFICIAL | VALID | SERA-6 | Soil Test Methods From the Southeastern United States, SERA-IEG-6, 2014, Chapter 4.3
L_MODV2_SOIL_MG_022 | SOIL | magnesium | MG | Mehlich 3 | MEHLICH_3 | Mehlich 3 (0.2N CH3COOH + 0.25N NH4NO3 + 0.013N HNO3 + 0.015N NH4F + 0.001M EDTA) | 1:10 | m/v | 5 min | ICP-OES / AAS | MEASURED | g/kg | g1kg-1 | OFFICIAL | VALID | SERA-6, NCERA-13, NEC-1812 | Soil Test Methods From the Southeastern United States, SERA-IEG-6, 2014, Chapter 4.3
L_MODV2_SOIL_MG_023 | SOIL | magnesium | MG | Morgan | MORGAN | Morgan (0.72 N NaOAc + 0.52 N CH3COOH) | 1:5 | v/v | 15 min | ICP-OES / AAS | MEASURED | g/kg | g1kg-1 | OFFICIAL | VALID | NECC-1812 | Recommended Soil Testing Procedures for the Northeastern United States, NECC-1812 Publication No. 493, 3rd Edition, 2011, Chapter 5.
L_MODV2_SOIL_MG_024 | SOIL | magnesium | MG | Modified Morgan | MODIFIED_MORGAN | Modified Morgan (0.62 N NH4OH + 1.25 N CH3COOH) | 1:10 | m/v | 15 min | ICP-OES / AAS | MEASURED | g/kg | g1kg-1 | OFFICIAL | VALID | NECC-1812 | Recommended Soil Testing Procedures for the Northeastern United States, NECC-1812 Publication No. 493, 3rd Edition, 2011, Chapter 5.
L_MODV2_SOIL_MG_025 | SOIL | magnesium | MG | Nitric Acid | NITRIC_ACID |  |  |  |  | ICP | MEASURED | % | prcnt | EXPERIMENTAL | RETIRED
L_MODV2_SOIL_MG_026 | SOIL | magnesium | MG | Plant Root Simulator | PLANT_ROOT_SIMULATOR | Plant Root Simulator - PRS | Saturated paste | in situ probe | 24 hrs | ICP-OES | MEASURED | mg/m2 | mg1[m2]-1 | PROPRIETARY | VALID | Western Ag Innovations | 2013. Ion Supply Rates Using PRS® Probes, pp. 1149-152 in R. O. Miller, R Gavlak and D Horneck, eds. Soil, Plant and Water Reference Methods for the Western Region. WREP-125, 4th Edition.
L_MODV2_SOIL_MG_027 | SOIL | magnesium | MG | Plant Root Simulator | PLANT_ROOT_SIMULATOR | Plant Root Simulator - PRS | Saturated paste | in situ probe | 180 min | ICP-OES | MEASURED | mg/m2 | mg1[m2]-1 | PROPRIETARY | VALID | Western Ag Innovations | 2013. Ion Supply Rates Using PRS® Probes, pp. 1149-152 in R. O. Miller, R Gavlak and D Horneck, eds. Soil, Plant and Water Reference Methods for the Western Region. WREP-125, 4th Edition.
L_MODV2_SOIL_MG_028 | SOIL | magnesium | MG | Plant Root Simulator | PLANT_ROOT_SIMULATOR | Plant Root Simulator - PRS | Saturated paste | m/v |  | ICP-OES | MEASURED | g/kg | g1kg-1 | EXPERIMENTAL | VALID
L_MODV2_SOIL_MG_029 | SOIL | magnesium | MG | Potassium Chloride | POTASSIUM_CHLORIDE | 1.0 N KCl |  | m/v |  | ICP-OES / AAS | MEASURED | g/kg | g1kg-1 | EXPERIMENTAL | VALID
L_MODV2_SOIL_MG_030 | SOIL | magnesium | MG | Saturated paste | SATURATED_PASTE | Soil saturated with DI water, subsequent extraction and retained for analysis | Saturated paste | m/m | 4 hrs | ICP-OES / AAS | MEASURED | meq/L | meq1l-1 | OFFICIAL | VALID | USDA | US Salinity Staff, 1954. L.A Richards (ed.) Diagnosis and improvement of saline alkali soils. 160 p. USDA Handb. 60 US Govt. Print Office, Washington DC.
L_MODV2_SOIL_MG_031 | SOIL | magnesium | MG | Truog | TRUOG | Truog, 0.002N H2S04 buffered with NH4HS04, pH 3.0 | 1:200 | m/v | 30 min | ICP-OES | MEASURED | g/kg | g1kg-1 | PROVISIONAL | VALID
L_MODV2_SOIL_MGINDEX_001 | SOIL | magnesium index | MGINDEX | Mehlich 3 | MEHLICH_3 |  |  |  |  | Calculation | Calculation | None | none | EXPERIMENTAL | RETIRED
L_MODV2_SOIL_MN_001 | SOIL | manganese | MN | Calcium Chloride | CALCIUM_CHLORIDE | 0.01 M CaCl2 | 1:10 | m/v | 120 min | ICP-OES | MEASURED | g/kg | g1kg-1 | OFFICIAL | VALID | WEPAL | Houba, V.J.G.; Novozamsky, I.; Lexmond, T.M.; Van der Lee, J.J., 2008. Applicability of 0.01 M CaCl2 as a single extraction solution for the assessment of the nutrient status of soils and other diagnostic purposes. Communications in Soil Science and Plant Analysis, Volume 21, 1990 - Issue 19-20.
L_MODV2_SOIL_MN_002 | SOIL | manganese | MN | DTPA | DTPA | DTPA (0.005 M DTPA, 0.01 M CaCl2 and 0.10 M Triethanolamine adjusted to pH 7.3) | 1:2 | m/v | 120 min | ICP-OES / AAS | MEASURED | g/kg | g1kg-1 | OFFICIAL | VALID | WERA-103, SERA 6 | Soil, Plant and Water Reference Methods for the Western Region, 4th Edition, 2013, WERA-103. Method S-6.10
L_MODV2_SOIL_MN_003 | SOIL | manganese | MN | DTPA-Sorbitol | DTPA-SORBITOL | DTPA-Sorbitol (0.005 M DTPA, 0.01 M CaCl2 and 0.10 M Triethanolamine and 0.20M of Sorbitol, adjusted to pH 7.3 and .) | 1:2 | m/v | 120 min | ICP-OES | MEASURED | g/kg | g1kg-1 | OFFICIAL | VALID | WERA-103, SERA 6 | Soil, Plant and Water Reference Methods for the Western Region, 4th Edition, 2013, WERA-103. Method S-6.12
L_MODV2_SOIL_MN_004 | SOIL | manganese | MN | EDTA | EDTA | EDTA (0.04 M EDTA) | 1:2.5 | m/v | 120 min | AAS | MEASURED | g/kg | g1kg-1 | PROVISIONAL | VALID | NZJAR | R. G. McLaren , R. S. Swift & B. F. Quin (1984) EDTA-extractable copper, zinc, and manganese in soils of the Canterbury Plains, New Zealand Journal of Agricultural Research
L_MODV2_SOIL_MN_005 | SOIL | manganese | MN | EPA 3050 | EPA_3050 | EPA 3050 Digestion (Nitric Acid, Hydrogen Peroxide), EPA 6010B Determination (ICP-OES) | 1:15 (varies) | m/v | Heat to 95C, reflux for 15 minutes, cool, then add 5 mL HNO3 and reflux for 30 minutes. Repeat last step as required. | ICP-OES | MEASURED | g/kg | g1kg-1 | OFFICIAL | VALID | US-EPA | U.S. EPA. 1996. “Method 3050B: Acid Digestion of Sediments, Sludges, and Soils,” Revision 2. Washington, DC. / EPA Method 3050B (SW-846): Acid Digestion of Sediments, Sludges, and Soils, 1996.
L_MODV2_SOIL_MN_006 | SOIL | manganese | MN | EPA 3050A/B | EPA_3050A_B | EPA 3050A/B Digestion (Nitric Acid, Hydrochloric Acid), EPA 6010B Determination (ICP-OES) | 1:15 (varies) | m/v | Heat to 95C, reflux for 15 minutes, cool, then add 5 mL HNO3 and reflux for 30 minutes. Repeat last step as required. | ICP-OES | MEASURED | g/kg | g1kg-1 | OFFICIAL | VALID | US-EPA | U.S. EPA. 1996. “Method 3050B: Acid Digestion of Sediments, Sludges, and Soils,” Revision 2. Washington, DC. / EPA Method 3050B (SW-846): Acid Digestion of Sediments, Sludges, and Soils, 1996.
L_MODV2_SOIL_MN_007 | SOIL | manganese | MN | EPA 3051A/B | EPA_3051A_B | EPA 3051A/B Microwave Digestion (Nitric Acid, Hydrochloric Acid), EPA 6010B Determination (ICP-OES) |  |  |  |  | MEASURED | g/kg | g1kg-1 | OFFICIAL | VALID | US-EPA
L_MODV2_SOIL_MN_008 | SOIL | manganese | MN | EPA 3052 | EPA_3052 | EPA 3052 MIcrowave Digestion (Nitric Acid, Hydrofluoric Acid), EPA 6010B Determination (ICP-OES) |  |  |  |  | MEASURED | g/kg | g1kg-1 | OFFICIAL | VALID | US-EPA
L_MODV2_SOIL_MN_009 | SOIL | manganese | MN | Hydrochloric Acid | HYDROCHLORIC_ACID | 0.1 M HCl | 1:4 | m/v | 30 min | ICP-OES / AAS | MEASURED | g/kg | g1kg-1 | OFFICIAL | VALID | NCERA-13, NEC-1812 | North Central Regional Research Publication No. 221 (Revised 2015), Chapter 9, pp 9.2-9.3
L_MODV2_SOIL_MN_010 | SOIL | manganese | MN | Ion Exchange Resin | ION_EXCHANGE_RESIN | Resin Extraction - Unibest (0.5 M HCl) | Saturated paste | in situ capsule | 4 days, 1 hour acid leaching | ICP-OES | MEASURED | g/kg | g1kg-1 | PROPRIETARY | VALID | UniBest, Inc | https://www.unibestinc.com/about
L_MODV2_SOIL_MN_011 | SOIL | manganese | MN | Lancaster | LANCASTER | Lancaster Extraction (Solution A:0.05 M HCl, Solution B: 1.57 M glacial acetic acid, 0.063 M malonic acid, 0.089 M malic acid, 0.032 M ammonium fluoride, 0.012 M aluminum chloride hexahydrate) | 1:5 | m/v | Soil+Solution A, sit for 10 minutes. Add Solution B, shake for 10 minutes | ICP-OES | MEASURED | g/kg | g1kg-1 | PROVISIONAL | VALID | SERA-6 | Soil Test Methods From the Southeastern United States, SERA-IEG-6, 2014, Chapter 4.4
L_MODV2_SOIL_MN_012 | SOIL | manganese | MN | Mehlich 1 | MEHLICH_1 | Mehlich 1 (0.05 M HCl + 0.0125 M H2SO4) | 1:5 | m/v | 5 min | ICP-OES / AAS | MEASURED | g/kg | g1kg-1 | OFFICIAL | VALID | SERA-6 | Soil Test Methods From the Southeastern United States, SERA-IEG-6, 2014, Chapter 4.2
L_MODV2_SOIL_MN_013 | SOIL | manganese | MN | Mehlich 2 | MEHLICH_2 | Mehlich 2 (0.2N CH3COOH + 0.015N NH4F + 0.2N NH4Cl + 0.012N HCl) | 1:10 | m/v | 5 min | ICP-OES / AAS | MEASURED | g/kg | g1kg-1 | OFFICIAL | VALID | NCSU | Mehlich A. 1978. New extractant for soil test evaluation of phosphorus, potassium, magnesium, calcium, sodium, manganese and zinc. Commun Soil Sci Plant Anal 9(6):477-92.
L_MODV2_SOIL_MN_014 | SOIL | manganese | MN | Mehlich 3 | MEHLICH_3 | Mehlich 3 (0.2N CH3COOH + 0.25N NH4NO3 + 0.013N HNO3 + 0.015N NH4F + 0.001M EDTA) | 1:10 | v/v | 5 min | ICP-OES / AAS | MEASURED | mg/L | mg1kg-1 | OFFICIAL | VALID | SERA-6 | Soil Test Methods From the Southeastern United States, SERA-IEG-6, 2014, Chapter 4.3
L_MODV2_SOIL_MN_015 | SOIL | manganese | MN | Mehlich 3 | MEHLICH_3 | Mehlich 3 (0.2N CH3COOH + 0.25N NH4NO3 + 0.013N HNO3 + 0.015N NH4F + 0.001M EDTA) | 1:10 | m/v | 5 min | ICP-OES / AAS | MEASURED | g/kg | g1kg-1 | OFFICIAL | VALID | SERA-6, NCERA-13, NEC-1812 | Soil Test Methods From the Southeastern United States, SERA-IEG-6, 2014, Chapter 4.3
L_MODV2_SOIL_MN_016 | SOIL | manganese | MN | Morgan | MORGAN | Morgan (0.72 N NaOAc + 0.52 N CH3COOH) | 1:5 | v/v | 15 min | Spectrophotometric | MEASURED | g/kg | g1kg-1 | OFFICIAL | VALID | NECC-1812 | Recommended Soil Testing Procedures for the Northeastern United States, NECC-1812 Publication No. 493, 3rd Edition, 2011, Chapter 5.
L_MODV2_SOIL_MN_017 | SOIL | manganese | MN | Modified Morgan | MODIFIED_MORGAN | Modified Morgan (0.62 N NH4OH + 1.25 N CH3COOH) | 1:10 | m/v | 15 min | ICP-OES | MEASURED | g/kg | g1kg-1 | OFFICIAL | VALID | NECC-1812 | Recommended Soil Testing Procedures for the Northeastern United States, NECC-1812 Publication No. 493, 3rd Edition, 2011, Chapter 5.
L_MODV2_SOIL_MN_018 | SOIL | manganese | MN | Nitric Acid | NITRIC_ACID |  |  |  |  | ICP | MEASURED | g/kg | g1kg-1 | EXPERIMENTAL | RETIRED
L_MODV2_SOIL_MN_019 | SOIL | manganese | MN | Phosphoric Acid | PHOSPHORIC_ACID | Phosphoric Acid (0.033 M H3PO) | 1:10 | m/v | 10 min | ICP-OES / AAS | MEASURED | g/kg | g1kg-1 | OFFICIAL | VALID | NCERA-13 | North Central Regional Research Publication No. 221 (Revised 2015), Chapter 9, p 9.3
L_MODV2_SOIL_MN_020 | SOIL | manganese | MN | Plant Root Simulator | PLANT_ROOT_SIMULATOR | Plant Root Simulator - PRS | Saturated paste | in situ probe | 180 min | ICP-OES | MEASURED | mg/m2 | mg1[m2]-1 | PROPRIETARY | VALID | Western Ag Innovations | 2013. Ion Supply Rates Using PRS® Probes, pp. 1149-152 in R. O. Miller, R Gavlak and D Horneck, eds. Soil, Plant and Water Reference Methods for the Western Region. WREP-125, 4th Edition.
L_MODV2_SOIL_MN_021 | SOIL | manganese | MN | Plant Root Simulator | PLANT_ROOT_SIMULATOR | Plant Root Simulator - PRS | Saturated paste | in situ probe | 24 hrs | ICP-OES | MEASURED | mg/m2 | mg1[m2]-1 | PROPRIETARY | VALID | Western Ag Innovations | 2013. Ion Supply Rates Using PRS® Probes, pp. 1149-152 in R. O. Miller, R Gavlak and D Horneck, eds. Soil, Plant and Water Reference Methods for the Western Region. WREP-125, 4th Edition.
L_MODV2_SOIL_MN_022 | SOIL | manganese | MN | Plant Root Simulator | PLANT_ROOT_SIMULATOR | Plant Root Simulator - PRS | Saturated paste | in situ probe | 24 hrs | ICP-OES | MEASURED | mg/m2 | mg1[m2]-1 | PROPRIETARY | VALID | Western Ag Innovations | 2013. Ion Supply Rates Using PRS® Probes, pp. 1149-152 in R. O. Miller, R Gavlak and D Horneck, eds. Soil, Plant and Water Reference Methods for the Western Region. WREP-125, 4th Edition.
L_MODV2_SOIL_MN_023 | SOIL | manganese | MN | Saturated paste | SATURATED_PASTE | Soil saturated with DI water, subsequent extraction and retained for analysis | Saturated paste | m/m | 4 hrs | ICP-OES | MEASURED | g/kg | g1kg-1 | OFFICIAL | VALID | WERA-103 | Soil, Plant and Water Reference Methods for the Western Region, 4th Edition, 2013. Method S-15.1
L_MODV2_SOIL_MN_024 | SOIL | manganese | MN | Saturated paste | SATURATED_PASTE | Soil saturated with DI water, subsequent extraction and retained for analysis | Saturated paste | m/m | 4 hrs | ICP-OES / AAS | MEASURED | mg/L | mg1kg-1 | PROVISIONAL | VALID | USDA | US Salinity Staff, 1954. L.A Richards (ed.) Diagnosis and improvement of saline alkali soils. 160 p. USDA Handb. 60 US Govt. Print Office, Washington DC.
L_MODV2_SOIL_MNINDEX_001 | SOIL | manganese index | MNINDEX | Mehlich 3 ICP | MEHLICH_3_ICP |  |  |  |  | ICP, AAS | Calculation | None | none | EXPERIMENTAL | RETIRED
L_MODV2_SOIL_HG_001 | SOIL | mercury | HG | EPA 3050A/B | EPA_3050A_B | EPA 3050A/B Digestion (Nitric Acid, Hydrochloric Acid), EPA 6010B Determination (ICP-OES) | 1:15 (varies) | m/v | Heat to 95C, reflux for 15 minutes, cool, then add 5 mL HNO3 and reflux for 30 minutes. Repeat last step as required. | ICP-OES | MEASURED | g/kg | g1kg-1 | OFFICIAL | VALID | US-EPA | U.S. EPA. 1996. “Method 3050B: Acid Digestion of Sediments, Sludges, and Soils,” Revision 2. Washington, DC. / EPA Method 3050B (SW-846): Acid Digestion of Sediments, Sludges, and Soils, 1996.
L_MODV2_SOIL_HG_002 | SOIL | mercury | HG | EPA 3051A/B | EPA_3051A_B | EPA 3051A/B Microwave Digestion (Nitric Acid, Hydrochloric Acid), EPA 6010B Determination (ICP-OES) |  |  |  |  | MEASURED | g/kg | g1kg-1 | OFFICIAL | VALID | US-EPA
L_MODV2_SOIL_HG_003 | SOIL | mercury | HG | EPA 3052 | EPA_3052 | EPA 3052 MIcrowave Digestion (Nitric Acid, Hydrofluoric Acid), EPA 6010B Determination (ICP-OES) |  |  |  |  | MEASURED | g/kg | g1kg-1 | OFFICIAL | VALID | US-EPA
L_MODV2_SOIL_MGKRATIO_001 | SOIL | Mg:K ratio | MGKRATIO | [6 empty] | Calculation | MEASURED | None | ratio | EXPERIMENTAL | RETIRED
L_MODV2_SOIL_MNCURATIO_001 | SOIL | Mn:Cu ratio | MNCURATIO | Mehlich 3 ICP | MEHLICH_3_ICP |  |  |  |  | ICP, AAS | MEASURED | none | ratio | EXPERIMENTAL | RETIRED
L_MODV2_SOIL_MNCURATIO_002 | SOIL | Mn:Cu ratio | MNCURATIO | [6 empty] | Calculation | MEASURED | none | ratio | EXPERIMENTAL | RETIRED
L_MODV2_SOIL_MNZNRATIO_001 | SOIL | Mn:Zn ratio | MNZNRATIO | Mehlich 3 | MEHLICH_3 |  |  |  |  | ICP | MEASURED | none | ratio | EXPERIMENTAL | RETIRED
L_MODV2_SOIL_MNZNRATIO_002 | SOIL | Mn:Zn ratio | MNZNRATIO | [6 empty] | Calculation | MEASURED | none | ratio | EXPERIMENTAL | RETIRED
L_MODV2_SOIL_GWC_001 | SOIL | moisture content | GWC | Oven | OVEN | Gravimetric (dry to constant weight at 105° C) | N/A | m/m | 16 hrs | Gravimetric | MEASURED | % | prcnt | OFFICIAL | VALID | ASPAC | Rayment, G. and J. Lyons. 2011. Soil Chemical Methods - Australasia, CSIRO, Method 2A1, pp 12-13
L_MODV2_SOIL_GWC_002 | SOIL | moisture content | GWC | Saturated paste moisture | SATURATED_PASTE | Soil saturated with DI water, subsequent extraction and retained for analysis | Saturated paste | m/m | 4 hrs | Gravimetric | MEASURED | % | prcnt | OFFICIAL | VALID | USDA | US Salinity Staff, 1954. L.A Richards (ed.) Diagnosis and improvement of saline alkali soils. 160 p. USDA Handb. 60 US Govt. Print Office, Washington DC.
L_MODV2_SOIL_GAWC_001 | SOIL | moisture content | GAWC | Available Moisture Tension | AVAILABLE_MOISTURE_TENSION | Pressure Plate |  |  |  | Calculation | MEASURED | % | prcnt | EXPERIMENTAL | RETIRED
L_MODV2_SOIL_GWC_03BAR_001 | SOIL | moisture content | GWC_03BAR | 0.33 Bar Moisture Tension | 0_33_BAR_MOISTURE_TENSION | Pressure Plate |  |  |  | Gravimetric | MEASURED | % | prcnt | EXPERIMENTAL | RETIRED
L_MODV2_SOIL_GWC_15BAR_001 | SOIL | moisture content | GWC_15BAR | 15 Bar Moisture Tension | 15_BAR_MOISTURE_TENSION | Pressure Plate |  |  |  | Gravimetric | MEASURED | % | prcnt | EXPERIMENTAL | RETIRED
L_MODV2_SOIL_GWC_01BAR_001 | SOIL | moisture content | GWC_01BAR | 0.1 Bar Moisture Tension | 0_1_BAR_MOISTURE_TENSION | Pressure Plate | Saturated paste | m/m | 7 Days | Gravimetric | MEASURED | % | prcnt | EXPERIMENTAL | VALID | Cornell | https://bpb-us-e1.wpmucdn.com/blogs.cornell.edu/dist/7/9922/files/2022/04/CSH05-Available-Water-Capacity-SOP-4-2022-1-1.pdf
L_MODV2_SOIL_MO_001 | SOIL | molybdenum | MO | Ammonium Oxalate | AMMONIUM_OXALATE | Ammonium Oxalate (0.275 M acid ammonium oxalate, 0.1 N sodium hydroxide, 0.03 N ammonium fluoride) | 1:5 | m/v |  | ICP-OES | MEASURED | g/kg | g1kg-1 | PROVISIONAL | VALID
L_MODV2_SOIL_MO_002 | SOIL | molybdenum | MO | Aqua Regia | AQUA_REGIA | Aqua Regia (3:1 mixture of hydrochloric (HCl) and nitric (HNO3) acids) | 1:5 | m/v | 4 hrs | ICP-OES | MEASURED | g/kg | g1kg-1 | PROVISIONAL | VALID
L_MODV2_SOIL_MO_003 | SOIL | molybdenum | MO | Aqua Regia | AQUA_REGIA | Aqua Regia (3:1 mixture of hydrochloric (HCl) and nitric (HNO3) acids) | 1:10 | m/v | 20 min | ICP-OES / ICP-MS | MEASURED | g/kg | g1kg-1 | PROVISIONAL | VALID | ISO | ISO standard 11466 or EPA 3051A
L_MODV2_SOIL_MO_004 | SOIL | molybdenum | MO | Calcium Chloride | CALCIUM_CHLORIDE | 0.01 M CaCl2 | 1:10 | m/v | 120 min | ICP-MS | MEASURED | g/kg | g1kg-1 | OFFICIAL | VALID | WEPAL | Houba, V.J.G.; Novozamsky, I.; Lexmond, T.M.; Van der Lee, J.J., 2008. Applicability of 0.01 M CaCl2 as a single extraction solution for the assessment of the nutrient status of soils and other diagnostic purposes. Communications in Soil Science and Plant Analysis, Volume 21, 1990 - Issue 19-20.
L_MODV2_SOIL_MO_005 | SOIL | molybdenum | MO | Calcium Chloride | CALCIUM_CHLORIDE | Hot CaCl2 |  | m/v |  | ICP-OES | MEASURED | g/kg | g1kg-1 | EXPERIMENTAL | VALID
L_MODV2_SOIL_MO_006 | SOIL | molybdenum | MO | EPA 3050A/B | EPA_3050A_B | EPA 3050A/B Digestion (Nitric Acid, Hydrochloric Acid), EPA 6010B Determination (ICP-OES) | 1:15 (varies) | m/v | Heat to 95C, reflux for 15 minutes, cool, then add 5 mL HNO3 and reflux for 30 minutes. Repeat last step as required. | ICP-OES | MEASURED | g/kg | g1kg-1 | OFFICIAL | VALID | US-EPA | U.S. EPA. 1996. “Method 3050B: Acid Digestion of Sediments, Sludges, and Soils,” Revision 2. Washington, DC. / EPA Method 3050B (SW-846): Acid Digestion of Sediments, Sludges, and Soils, 1996.
L_MODV2_SOIL_MO_007 | SOIL | molybdenum | MO | EPA 3051A/B | EPA_3051A_B | EPA 3051A/B Microwave Digestion (Nitric Acid, Hydrochloric Acid), EPA 6010B Determination (ICP-OES) |  |  |  |  | MEASURED | g/kg | g1kg-1 | OFFICIAL | VALID | US-EPA
L_MODV2_SOIL_MO_008 | SOIL | molybdenum | MO | EPA 3052 | EPA_3052 | EPA 3052 MIcrowave Digestion (Nitric Acid, Hydrofluoric Acid), EPA 6010B Determination (ICP-OES) |  |  |  |  | MEASURED | g/kg | g1kg-1 | OFFICIAL | VALID | US-EPA
L_MODV2_SOIL_MO_009 | SOIL | molybdenum | MO | Ion Exchange Resin | ION_EXCHANGE_RESIN | Resin Extraction - Unibest (0.5 M HCl) | Saturated paste | in situ capsule | 4 days, 1 hour acid leaching | ICP-OES | MEASURED | g/kg | g1kg-1 | PROPRIETARY | VALID | UniBest, Inc | https://www.unibestinc.com/about
L_MODV2_SOIL_MO_010 | SOIL | molybdenum | MO | Ion Exchange Resin | ION_EXCHANGE_RESIN | Resin Extraction - Unibest (0.5 M HCl) | Saturated paste | m/v |  | ICP-OES | MEASURED | g/kg | g1kg-1 | PROPRIETARY | VALID
L_MODV2_SOIL_MO_011 | SOIL | molybdenum | MO | Mehlich 1 | MEHLICH_1 | Mehlich 1 (0.05 M HCl + 0.0125 M H2SO4) | 1:5 | m/v | 5 min | ICP-OES | MEASURED | g/kg | g1kg-1 | PROVISIONAL | VALID
L_MODV2_SOIL_MO_012 | SOIL | molybdenum | MO | Mehlich 2 | MEHLICH_2 | Mehlich 2 (0.2N CH3COOH + 0.015N NH4F + 0.2N NH4Cl + 0.012N HCl) | 1:10 | m/v | 5 min | ICP-OES | MEASURED | g/kg | g1kg-1 | OFFICIAL | VALID | NCSU | Mehlich A. 1978. New extractant for soil test evaluation of phosphorus, potassium, magnesium, calcium, sodium, manganese and zinc. Commun Soil Sci Plant Anal 9(6):477-92.
L_MODV2_SOIL_MO_013 | SOIL | molybdenum | MO | Mehlich 3 | MEHLICH_3 | Mehlich 3 (0.2N CH3COOH + 0.25N NH4NO3 + 0.013N HNO3 + 0.015N NH4F + 0.001M EDTA) | 1:10 | v/v | 5 min | ICP-OES | MEASURED | mg/L | mg1kg-1 | PROVISIONAL | VALID | SERA-6 | Soil Test Methods From the Southeastern United States, SERA-IEG-6, 2014, Chapter 4.3
L_MODV2_SOIL_MO_014 | SOIL | molybdenum | MO | Mehlich 3 | MEHLICH_3 | Mehlich 3 (0.2N CH3COOH + 0.25N NH4NO3 + 0.013N HNO3 + 0.015N NH4F + 0.001M EDTA) | 1:10 | m/v | 5 min | ICP-OES | MEASURED | g/kg | g1kg-1 | PROVISIONAL | VALID | SERA-6, NCERA-13, NEC-1812 | Soil Test Methods From the Southeastern United States, SERA-IEG-6, 2014, Chapter 4.3
L_MODV2_SOIL_MO_015 | SOIL | molybdenum | MO | Nitric Acid | NITRIC_ACID |  |  |  |  | ICP | MEASURED | g/kg | g1kg-1 | EXPERIMENTAL | RETIRED
L_MODV2_SOIL_MO_016 | SOIL | molybdenum | MO | Plant Root Simulator | PLANT_ROOT_SIMULATOR | Plant Root Simulator - PRS | Saturated paste | in situ probe | 24 hrs | ICP-OES | MEASURED | mg/m2 | mg1[m2]-1 | PROPRIETARY | VALID | Western Ag Innovations | 2013. Ion Supply Rates Using PRS® Probes, pp. 1149-152 in R. O. Miller, R Gavlak and D Horneck, eds. Soil, Plant and Water Reference Methods for the Western Region. WREP-125, 4th Edition.
L_MODV2_SOIL_MO_017 | SOIL | molybdenum | MO | Plant Root Simulator | PLANT_ROOT_SIMULATOR | Plant Root Simulator - PRS | Saturated paste | in situ probe | 24 hrs | ICP-OES | MEASURED | mg/m2 | mg1[m2]-1 | PROPRIETARY | VALID | Western Ag Innovations | 2013. Ion Supply Rates Using PRS® Probes, pp. 1149-152 in R. O. Miller, R Gavlak and D Horneck, eds. Soil, Plant and Water Reference Methods for the Western Region. WREP-125, 4th Edition.
L_MODV2_SOIL_MO_018 | SOIL | molybdenum | MO | Plant Root Simulator | PLANT_ROOT_SIMULATOR | Plant Root Simulator - PRS (0.5 M HCl) | Saturated paste | in situ probe | 60 min acid leaching | ICP-OES | MEASURED | mg/L | mg1kg-1 | EXPERIMENTAL | VALID | Western Ag Innovations | 2013. Ion Supply Rates Using PRS® Probes, pp. 1149-152 in R. O. Miller, R Gavlak and D Horneck, eds. Soil, Plant and Water Reference Methods for the Western Region. WREP-125, 4th Edition.
L_MODV2_SOIL_MO_019 | SOIL | molybdenum | MO | Plant Root Simulator | PLANT_ROOT_SIMULATOR | Plant Root Simulator - PRS | Saturated paste | in situ probe | 180 min | ICP-OES | MEASURED | mg/m2 | mg1[m2]-1 | PROPRIETARY | VALID | Western Ag Innovations | 2013. Ion Supply Rates Using PRS® Probes, pp. 1149-152 in R. O. Miller, R Gavlak and D Horneck, eds. Soil, Plant and Water Reference Methods for the Western Region. WREP-125, 4th Edition.
L_MODV2_SOIL_MO_020 | SOIL | molybdenum | MO | Plant Root Simulator | PLANT_ROOT_SIMULATOR | Plant Root Simulator - PRS | Saturated paste | m/v |  | ICP-OES | MEASURED | g/kg | g1kg-1 | EXPERIMENTAL | VALID
L_MODV2_SOIL_MO_021 | SOIL | molybdenum | MO | Saturated paste | SATURATED_PASTE | Soil saturated with DI water, subsequent extraction and retained for analysis | Saturated paste | m/m | 4 hrs | ICP-OES | MEASURED | mg/L | mg1kg-1 | PROVISIONAL | VALID | USDA | US Salinity Staff, 1954. L.A Richards (ed.) Diagnosis and improvement of saline alkali soils. 160 p. USDA Handb. 60 US Govt. Print Office, Washington DC.
L_MODV2_SOIL_MO_022 | SOIL | molybdenum | MO | Slurry | SLURRY | Hot Dionized Water |  |  |  | ICP | MEASURED | g/kg | g1kg-1 | EXPERIMENTAL | RETIRED
L_MODV2_SOIL_NAG_001 | SOIL | N-acetyl-β-D-glucosaminidase (NAG) | NAG | Incubation | INCUBATION | Assay incubation | 1:10 | v/v | 60 min | Spectrophotometric | MEASURED | nmol/h/mg | nmol1hr-1mg-1 | EXPERIMENTAL | VALID | https://directives.sc.egov.usda.gov/OpenNonWebContent.aspx?content=44475.wba Page 61
L_MODV2_SOIL_NI_001 | SOIL | nickel | NI | EPA 3050 Digestion Acid Recoverable | EPA_3050_DIGESTION_ACID_RECOVERABLE |  |  |  |  | ICP | MEASURED | g/kg | g1kg-1 | EXPERIMENTAL | RETIRED
L_MODV2_SOIL_NI_002 | SOIL | nickel | NI | EPA 3050A/B | EPA_3050A_B | EPA 3050A/B Digestion (Nitric Acid, Hydrochloric Acid), EPA 6010B Determination (ICP-OES) | 1:15 (varies) | m/v | Heat to 95C, reflux for 15 minutes, cool, then add 5 mL HNO3 and reflux for 30 minutes. Repeat last step as required. | ICP-OES | MEASURED | g/kg | g1kg-1 | OFFICIAL | VALID | US-EPA | U.S. EPA. 1996. “Method 3050B: Acid Digestion of Sediments, Sludges, and Soils,” Revision 2. Washington, DC. / EPA Method 3050B (SW-846): Acid Digestion of Sediments, Sludges, and Soils, 1996.
L_MODV2_SOIL_NI_003 | SOIL | nickel | NI | EPA 3051A/B | EPA_3051A_B | EPA 3051A/B Microwave Digestion (Nitric Acid, Hydrochloric Acid), EPA 6010B Determination (ICP-OES) |  |  |  |  | MEASURED | g/kg | g1kg-1 | OFFICIAL | VALID | US-EPA
L_MODV2_SOIL_NI_004 | SOIL | nickel | NI | EPA 3052 | EPA_3052 | EPA 3052 MIcrowave Digestion (Nitric Acid, Hydrofluoric Acid), EPA 6010B Determination (ICP-OES) |  |  |  |  | MEASURED | g/kg | g1kg-1 | OFFICIAL | VALID | US-EPA
L_MODV2_SOIL_NI_005 | SOIL | nickel | NI | Mehlich 3 | MEHLICH_3 | Mehlich 3 (0.2N CH3COOH + 0.25N NH4NO3 + 0.013N HNO3 + 0.015N NH4F + 0.001M EDTA) | 1:10 | m/v | 5 min | ICP-OES | MEASURED | g/kg | g1kg-1 | EXPERIMENTAL | VALID | SERA-6, NCERA-13, NEC-1812 | Soil Test Methods From the Southeastern United States, SERA-IEG-6, 2014, Chapter 4.3
L_MODV2_SOIL_NO3_001 | SOIL | nitrate | NO3 | Plant Root Simulator | PLANT_ROOT_SIMULATOR | Plant Root Simulator - PRS | Saturated paste | in situ probe | 180 min | Spectrophotometric | MEASURED | mg/m2 | mg1[m2]-1 | PROPRIETARY | VALID | Western Ag Innovations | 2013. Ion Supply Rates Using PRS® Probes, pp. 1149-152 in R. O. Miller, R Gavlak and D Horneck, eds. Soil, Plant and Water Reference Methods for the Western Region. WREP-125, 4th Edition.
L_MODV2_SOIL_NO3_002 | SOIL | nitrate | NO3 | Plant Root Simulator | PLANT_ROOT_SIMULATOR | Plant Root Simulator - PRS | Saturated paste | in situ probe | 24 hrs | Spectrophotometric | MEASURED | mg/m2 | mg1[m2]-1 | PROPRIETARY | VALID | Western Ag Innovations | 2013. Ion Supply Rates Using PRS® Probes, pp. 1149-152 in R. O. Miller, R Gavlak and D Horneck, eds. Soil, Plant and Water Reference Methods for the Western Region. WREP-125, 4th Edition.
L_MODV2_SOIL_NO3N_001 | SOIL | nitrate-nitrogen | NO3N | Aluminum Sulfate | ALUMINUM_SULFATE | Aluminum Sulfate/Boric Acid |  |  |  | Ion Selective Electrode | MEASURED | g/kg | g1kg-1 | EXPERIMENTAL | VALID
L_MODV2_SOIL_NO3N_002 | SOIL | nitrate-nitrogen | NO3N | Calcium Chloride | CALCIUM_CHLORIDE | 0.01 M CaCl2 | 1:10 | m/v | 120 min | ICP-OES | MEASURED | g/kg | g1kg-1 | OFFICIAL | VALID | WEPAL | Houba, V.J.G.; Novozamsky, I.; Lexmond, T.M.; Van der Lee, J.J., 2008. Applicability of 0.01 M CaCl2 as a single extraction solution for the assessment of the nutrient status of soils and other diagnostic purposes. Communications in Soil Science and Plant Analysis, Volume 21, 1990 - Issue 19-20.
L_MODV2_SOIL_NO3N_003 | SOIL | nitrate-nitrogen | NO3N | Calcium Chloride | CALCIUM_CHLORIDE | 2.0 M CaCl2 | 1:5 | m/v | 30 min | Spectrophotometric | MEASURED | g/kg | g1kg-1 | PROVISIONAL | VALID
L_MODV2_SOIL_NO3N_004 | SOIL | nitrate-nitrogen | NO3N | Calcium Sulfate | CALCIUM_SULFATE | Calcium Sulfate/ Chromotropic Acid | 1:5 | m/v | 5 min | Spectrophotometric | MEASURED | g/kg | g1kg-1 | OFFICIAL | VALID | WERA-103 | Soil, Plant and Water Reference Methods for the Western Region, 2005, WERA-103. Method S-3.30, pp 41-42
L_MODV2_SOIL_NO3N_005 | SOIL | nitrate-nitrogen | NO3N | Slurry | SLURRY | Deionized Water | 1:1 |  |  | Cd Red/Spectrophotometric | MEASURED | meq/L | meq1l-1 | EXPERIMENTAL | RETIRED
L_MODV2_SOIL_NO3N_006 | SOIL | nitrate-nitrogen | NO3N | EPA 300.0 | EPA_300_0 | Deionized water - EPA 300.0 | 1:10 | m/v | 10 min | ICP-OES | MEASURED | mg/L | mg1kg-1 | OFFICIAL | VALID | US-EPA | EPA 300.0 Determination of Inorganic Anions by Ion Chromatography, Revision 2.1, August 1993.
L_MODV2_SOIL_NO3N_007 | SOIL | nitrate-nitrogen | NO3N | EPA 353.2 | EPA_353_2 |  |  |  |  | Spectrophotometric | MEASURED | g/kg | g1kg-1 | EXPERIMENTAL | RETIRED
L_MODV2_SOIL_NO3N_008 | SOIL | nitrate-nitrogen | NO3N | H3A-1 | H3A-1 | H3A-1 Extractant (H3A-1 0.0024 M citric acid + 0.004 M oxalic acid + 0.004 M malic acid at pH 3.75 ) | 1:10 | m/v | 10 min | Spectrophotometric | MEASURED | g/kg | g1kg-1 | PROVISIONAL | VALID |  | Haney, R. L., et al. "Modifications to the new soil extractant H3A-1: A multinutrient extractant." Communications in soil science and plant analysis 41.12 (2010): 1513-1523.
L_MODV2_SOIL_NO3N_009 | SOIL | nitrate-nitrogen | NO3N | Ion Exchange Resin | ION_EXCHANGE_RESIN | Resin Extraction - Unibest (0.5 M HCl) | Saturated paste |  |  | Spectrophotometric | MEASURED | g/kg | g1kg-1 | PROPRIETARY | VALID
L_MODV2_SOIL_NO3N_010 | SOIL | nitrate-nitrogen | NO3N | Potassium Chloride | POTASSIUM_CHLORIDE | 2.0 M KCl | 1:5 | m/v | 30 min | Cd Red/Spectrophotometric | MEASURED | g/kg | g1kg-1 | OFFICIAL | VALID | WERA-103 | Soil, Plant and Water Reference Methods for the Western Region, 2005, WERA-103. Method S-3.10, pp 39-40
L_MODV2_SOIL_NO3N_011 | SOIL | nitrate-nitrogen | NO3N | Potassium Chloride | POTASSIUM_CHLORIDE | 2.0 M KCl | 1:2.5 | m/v | 5 min | Ion Selective Electrode | MEASURED | g/kg | g1kg-1 | OFFICIAL | VALID | NCERA-13 | North Central Regional Research Publication No. 221 (Revised 2015), Chapter 5, pp 5.2-5.3.
L_MODV2_SOIL_NO3N_012 | SOIL | nitrate-nitrogen | NO3N | Potassium Chloride | POTASSIUM_CHLORIDE | 2.0 M KCl | 1:5 | m/v | 30 min | Dif-Cond/Spectrophotometric | MEASURED | g/kg | g1kg-1 | OFFICIAL | VALID | WERA-103 | Soil, Plant and Water Reference Methods for the Western Region, 2005, WERA-103. Method S-3.10, pp 39-40
L_MODV2_SOIL_NO3N_013 | SOIL | nitrate-nitrogen | NO3N | Potassium Chloride | POTASSIUM_CHLORIDE | 1.0 M KCl | 1:5 | m/v | 30 min | Cd Red/Spectrophotometric | MEASURED | g/kg | g1kg-1 | OFFICIAL | VALID | NCERA-13 | North Central Regional Research Publication No. 221 (Revised 2015), Chapter 5, pp 5.1-5.3.
L_MODV2_SOIL_NO3N_014 | SOIL | nitrate-nitrogen | NO3N | Potassium Chloride | POTASSIUM_CHLORIDE | 2.0 M KCl | 1:5 | m/v | 30 min | Cd Red/Spectrophotometric | MEASURED | g/kg | g1kg-1 | OFFICIAL | VALID | NCERA-13 | North Central Regional Research Publication No. 221 (Revised 2015), Chapter 5, pp 5.1-5.3.
L_MODV2_SOIL_NO3N_015 | SOIL | nitrate-nitrogen | NO3N | Potassium Chloride | POTASSIUM_CHLORIDE | 0.5 M KCl |  |  |  | Spectrophotometric | MEASURED | g/kg | g1kg-1 | EXPERIMENTAL | VALID
L_MODV2_SOIL_NO3N_016 | SOIL | nitrate-nitrogen | NO3N | Potassium Sulfate | POTASSIUM_SULFATE | 0.5 M K2SO4 |  |  |  | Spectrophotometric | MEASURED | g/kg | g1kg-1 | EXPERIMENTAL | VALID
L_MODV2_SOIL_NO3N_017 | SOIL | nitrate-nitrogen | NO3N | Saturated paste | SATURATED_PASTE | Soil saturated with DI water, subsequent extraction and retained for analysis, Chromotrophic Acid | Saturated paste | m/m | 4 hrs | Spectrophotometric | MEASURED | g/kg | g1kg-1 | OFFICIAL | VALID | USDA | US Salinity Staff, 1954. L.A Richards (ed.) Diagnosis and improvement of saline alkali soils. 160 p. USDA Handb. 60 US Govt. Print Office, Washington DC.
L_MODV2_SOIL_NO3N_018 | SOIL | nitrate-nitrogen | NO3N | Saturated paste | SATURATED_PASTE | Soil saturated with DI water, subsequent extraction and retained for analysis | Saturated paste | m/m | 4 hrs | Cd Red/Spectrophotometric | MEASURED | meq/L | meq1l-1 | OFFICIAL | VALID | USDA | US Salinity Staff, 1954. L.A Richards (ed.) Diagnosis and improvement of saline alkali soils. 160 p. USDA Handb. 60 US Govt. Print Office, Washington DC.
L_MODV2_SOIL_NO3N_019 | SOIL | nitrate-nitrogen | NO3N | Saturated paste | SATURATED_PASTE | Soil saturated with DI water, subsequent extraction and retained for analysis | Saturated paste | m/m | 4 hrs | ion selective electrode | MEASURED | meq/L | meq1l-1 | OFFICIAL | VALID | USDA | US Salinity Staff, 1954. L.A Richards (ed.) Diagnosis and improvement of saline alkali soils. 160 p. USDA Handb. 60 US Govt. Print Office, Washington DC.
L_MODV2_SOIL_NO3N_020 | SOIL | nitrate-nitrogen | NO3N | Saturated paste | SATURATED_PASTE | Soil saturated with DI water, subsequent extraction and retained for analysis | Saturated paste | m/m | 4 hrs | Spectrophotometric | MEASURED | meq/L | meq1l-1 | OFFICIAL | VALID | USDA | US Salinity Staff, 1954. L.A Richards (ed.) Diagnosis and improvement of saline alkali soils. 160 p. USDA Handb. 60 US Govt. Print Office, Washington DC.
L_MODV2_SOIL_NO3N_021 | SOIL | nitrate-nitrogen | NO3N | Sodium Bicarbonate | SODIUM_BICARBONATE | Extraction/Bicarb | 1:20 |  |  | Cd Red/Spectrophotometric | MEASURED | g/kg | g1kg-1 | EXPERIMENTAL | VALID
L_MODV2_SOIL_NO2N_001 | SOIL | nitrite-nitrogen | NO2N | Potassium Chloride | POTASSIUM_CHLORIDE | 1.0 M KCl | 1:5 | m/v | 30 min | Cd Red/Spectrophotometric | MEASURED | g/kg | g1kg-1 | OFFICIAL | VALID | NCERA-13 | North Central Regional Research Publication No. 221 (Revised 2015), Chapter 5, pp 5.1-5.3.
L_MODV2_SOIL_NMR_001 | SOIL | nitrogen mineralization rate | NMR | Incubation | INCUBATION | Short-term anaerobic incubation with ammonium and nitrate measured colorimetrically pre- and post-incubation | 1:10 | m/v | Varies | Spectrophotometric | MEASURED | g/kg | g1kg-1 | OFFICIAL | VALID | Soil Health Institute | Bundy and Meisinger, 1994
L_MODV2_SOIL_TKN_001 | SOIL | nitrogen, total | TKN | Kjeldahl | KJELDAHL | 18 M H2SO4 | 1:10 (varies) | m/v | 45-75 minutes | Titration | MEASURED | % | prcnt | OFFICIAL | VALID | SSSA | Methods of Soil Analysis: Part 2 Chemical and Microbiological Properties, 9.2.2, Second Edition, Chapter 31.
L_MODV2_SOIL_TKN_002 | SOIL | nitrogen, total | TKN | Kjeldahl | KJELDAHL | 18 M H2SO4 | 1:10 (varies) | m/v | 45-75 minutes | Spectrophotometric | MEASURED | % | prcnt | OFFICIAL | VALID | SSSA | Methods of Soil Analysis: Part 2 Chemical and Microbiological Properties, 9.2.2, Second Edition, Chapter 31.
L_MODV2_SOIL_TKN_003 | SOIL | nitrogen, total | TKN | Kjeldahl | KJELDAHL | 18 M H2SO4 | 1:10 (varies) | m/v | 45-75 minutes | Diffusion Conductivity | MEASURED | % | prcnt | OFFICIAL | VALID | SSSA | Methods of Soil Analysis: Part 2 Chemical and Microbiological Properties, 9.2.2, Second Edition, Chapter 31.
L_MODV2_SOIL_TKN_004 | SOIL | nitrogen, total | TKN | Kjeldahl | KJELDAHL | 18 M H2SO4 | 1:10 (varies) | m/v | 45-75 minutes | Steam Distillation/Titration | MEASURED | % | prcnt | OFFICIAL | VALID | SSSA | Methods of Soil Analysis: Part 2 Chemical and Microbiological Properties, 9.2.2, Second Edition, Chapter 31.
L_MODV2_SOIL_TKN_005 | SOIL | nitrogen, total | TKN | Kjeldahl | KJELDAHL | 18 M H2SO4 | 1:10 (varies) | m/v | 45-75 minutes | Spectrophotometric | MEASURED | % | prcnt | OFFICIAL | VALID | SSSA | Methods of Soil Analysis: Part 2 Chemical and Microbiological Properties, 9.2.2, Second Edition, Chapter 31.
L_MODV2_SOIL_TKN_006 | SOIL | nitrogen, total | TKN | Kjeldahl | KJELDAHL | 18 M H2SO4 | 1:10 (varies) | m/v | 45-75 minutes | Diffusion Conductivity | MEASURED | % | prcnt | OFFICIAL | VALID | SSSA | Methods of Soil Analysis: Part 2 Chemical and Microbiological Properties, 9.2.2, Second Edition, Chapter 31.
L_MODV2_SOIL_TKN_007 | SOIL | nitrogen, total | TKN | Kjeldahl | KJELDAHL | 18 M H2SO4 | 1:10 (varies) | m/v | 45-75 minutes | Titration | MEASURED | % | prcnt | OFFICIAL | VALID | SSSA | Methods of Soil Analysis: Part 2 Chemical and Microbiological Properties, 9.2.2, Second Edition, Chapter 31.
L_MODV2_SOIL_TN_001 | SOIL | nitrogen, total | TN | Calculation | CALCULATION | Calculation | Calculation | Calculation | Calculation | Calculation | MEASURED | % | prcnt | EXPERIMENTAL | VALID
L_MODV2_SOIL_TN_002 | SOIL | nitrogen, total | TN | Combustion | COMBUSTION | Combustion | N/A | m | 10 min typical | Combustion Analyzer | MEASURED | % | prcnt | OFFICIAL | VALID | WERA-103 | Soil, Plant and Water Reference Methods for the Western Region, 2005, Method S-9.30, pp 116-118.
L_MODV2_SOIL_TN_003 | SOIL | nitrogen, total | TN | Slurry | SLURRY | Deionized Water |  | m/v |  | Spectrophotometric | MEASURED | % | prcnt | EXPERIMENTAL | VALID
L_MODV2_SOIL_TN_004 | SOIL | nitrogen, total | TN | Ion Exchange Resin | ION_EXCHANGE_RESIN | Resin Extraction - Unibest (0.5 M HCl) | Saturated paste |  |  | Spectrophotometric | MEASURED | lb/ac/day | lb1ac-1day-1 | PROPRIETARY | VALID
L_MODV2_SOIL_TIN_001 | SOIL | nitrogen, total inorganic | TIN | Calculation | CALCULATION | Calculation | Calculation | Calculation | Calculation | Calculation | MEASURED | g/kg | g1kg-1 | OFFICIAL | VALID | SSSA | Methods of Soil Analysis: Part 2 Chemical and Microbiological Properties, 9.2.2, Second Edition, Chapter 33.
L_MODV2_SOIL_NULL_001 | SOIL | null | NULL | [7 empty] | MEASURED | None | none | EXPERIMENTAL | RETIRED
L_MODV2_SOIL_OC_001 | SOIL | organic carbon | OC | Combustion | COMBUSTION | Combustion | N/A | m | N/A | Combustion Analyzer | MEASURED | % | prcnt | OFFICIAL | VALID | WERA-103 | Soil, Plant and Water Reference Methods for the Western Region, 3rd Edition, 2005, Method S-9.10, pp 111-113.
L_MODV2_SOIL_OC_002 | SOIL | organic carbon | OC | Walkley-Black | WALKLEY-BLACK | Walkley-Black (0.5 M Na2Cr2O7 •2H2O in 5 M H2SO4) | 1:10 | m/v | 30 min | Spectrophotometric | MEASURED | % | prcnt | OFFICIAL | VALID | NCERA-13 | North Central Regional Research Publication No. 221 (Revised 2015), Chapter 12, pp 12.4-12.5.
L_MODV2_SOIL_OC_003 | SOIL | organic carbon | OC | Walkley-Black | WALKLEY-BLACK | Dichromate Acid, Titration FeCl3 | 1:30 | m/v | 30 min | Titration | MEASURED | % | prcnt | OFFICIAL | VALID | NCERA-13 | North Central Regional Research Publication No. 221 (Revised 2015), Chapter 12, pp 12.5-12.6.
L_MODV2_SOIL_OC_004 | SOIL | organic carbon | OC | Walkley-Black | WALKLEY-BLACK | Walkley-Black (0.167 M K2Cr2O7 + conc. H2SO4), Titration with FeCl3 | 1:30 | m/v | 30 min | Titration | MEASURED | % | prcnt | OFFICIAL | VALID | NCERA-13 | North Central Regional Research Publication No. 221 (Revised 2015), Chapter 12, pp 12.3-12.4.
L_MODV2_SOIL_OC_005 | SOIL | organic carbon | OC | Slurry | SLURRY | Deionized Water | 1:10 |  |  | Combustion Analyzer | MEASURED | g/kg | g1kg-1 | EXPERIMENTAL | RETIRED
L_MODV2_SOIL_OC_006 | SOIL | organic carbon | OC | Loss on Ignition (LOI) | LOSS_ON_IGNITION | Loss-on-Ignition - Heat at 360C for two hours (after temperature reaches 360C) | N/A | m | 120 min | Gravimetric | MEASURED | % | prcnt | EXPERIMENTAL | VALID | ASPAC | KARLA, Y. P., and D. G.MAYNARD, 1991. Methods manual for forest soil and plant analysis. For. Can., Northwest Reg., North.For. Cent., Edmonton, Alberta. Canada. L11
L_MODV2_SOIL_TOC_001 | SOIL | organic carbon, total | TOC | Dichromate Acid | DICHROMATE_ACID | Titration with FeCl3 |  |  |  | Titration | MEASURED | % | prcnt | EXPERIMENTAL | RETIRED
L_MODV2_SOIL_OM_001 | SOIL | organic matter | OM | Calculation | CALCULATION | Organic Matter (Calculated) | Calculation | Calculation | Calculation | Calculation | Calculation | % | prcnt | EXPERIMENTAL | VALID
L_MODV2_SOIL_OM_002 | SOIL | organic matter | OM | Color | COLOR | Munsel Color Chart |  |  |  | Calculation | MEASURED | % | prcnt | EXPERIMENTAL | VALID
L_MODV2_SOIL_OM_003 | SOIL | organic matter | OM | Combustion | COMBUSTION | Combustion | N/A | m | 10 min | Combustion Analyzer | MEASURED | % | prcnt | OFFICIAL | VALID | WERA-103 | Soil, Plant and Water Reference Methods for the Western Region, 3rd Edition, 2005, Method S-9.10, pp 111-113.
L_MODV2_SOIL_OM_004 | SOIL | organic matter | OM | Loss on Ignition (LOI) | LOSS_ON_IGNITION | Loss-on-Ignition - Heat at 360C for two hours (after temperature reaches 360C) | N/A | m | 120 min | Gravimetric | MEASURED | % | prcnt | OFFICIAL | VALID | NCERA-13 | North Central Regional Research Publication No. 221 (Revised 2015), Chapter 12, pp 12.5-12.6.
L_MODV2_SOIL_OM_005 | SOIL | organic matter | OM | Walkley-Black | WALKLEY-BLACK | Walkley-Black (0.5 M Na2Cr2O7 •2H2O in 5 M H2SO4) | 1:10 | m/v | 30 min | Spectrophotometric | MEASURED | % | prcnt | OFFICIAL | VALID | NCERA-13 | North Central Regional Research Publication No. 221 (Revised 2015), Chapter 12, pp 12.4-12.5.
L_MODV2_SOIL_OM_006 | SOIL | organic matter | OM | Walkley-Black | WALKLEY-BLACK | Walkley-Black (0.167 M K2Cr2O7 + conc. H2SO4), Titration with FeCl3 | 1:10 | m/v | 30 min | Titration | MEASURED | % | prcnt | OFFICIAL | VALID | NCERA-13 | North Central Regional Research Publication No. 221 (Revised 2015), Chapter 12, pp 12.3-12.4.
L_MODV2_SOIL_OM_007 | SOIL | organic matter | OM | Loss on Ignition (LOI) | LOSS_ON_IGNITION | Loss-on-Ignition - Heat at 550C for two hours (after temperature reaches 360C) | N/A | m | 120 min | Gravimetric | MEASURED | % | prcnt | EXPERIMENTAL | VALID | Cornell | https://bpb-us-e1.wpmucdn.com/blogs.cornell.edu/dist/7/9922/files/2022/04/CSH10-Soil-Organic-Matter-Loss-on-Ignition-Total-C-Soil-Organic-Carbon-and-Total-N-SOP-4-2022.pdf
L_MODV2_SOIL_ON_001 | SOIL | organic nitrogen | ON | Calculation | CALCULATION | Calculation | Calculation | Calculation | Calculation | Calculation | MEASURED | mg/L | mg1kg-1 | EXPERIMENTAL | VALID
L_MODV2_SOIL_OTHER_001 | SOIL | other | OTHER | [7 empty] | MEASURED | None | none | EXPERIMENTAL | VALID
L_MODV2_SOIL_PCURATIO_001 | SOIL | P:Cu ratio | PCURATIO | Mehlich 3 | MEHLICH_3 |  |  |  |  | ICP | MEASURED | none | ratio | EXPERIMENTAL | RETIRED
L_MODV2_SOIL_PCURATIO_002 | SOIL | P:Cu ratio | PCURATIO | [6 empty] | Calculation | MEASURED | none | ratio | EXPERIMENTAL | RETIRED
L_MODV2_SOIL_PMNRATIO_001 | SOIL | P:Mn ratio | PMNRATIO | Mehlich 3 | MEHLICH_3 |  |  |  |  | ICP | MEASURED | none | ratio | EXPERIMENTAL | RETIRED
L_MODV2_SOIL_PMNRATIO_002 | SOIL | P:Mn ratio | PMNRATIO | [6 empty] | Calculation | MEASURED | none | ratio | EXPERIMENTAL | RETIRED
L_MODV2_SOIL_PSRATIO_001 | SOIL | P:S ratio | PSRATIO | Mehlich 3 ICP | MEHLICH_3_ICP |  |  |  |  | ICP, AAS | MEASURED | none | ratio | EXPERIMENTAL | RETIRED
L_MODV2_SOIL_PSRATIO_002 | SOIL | P:S ratio | PSRATIO | [6 empty] | Calculation | MEASURED | none | ratio | EXPERIMENTAL | RETIRED
L_MODV2_SOIL_PZNRATIO_001 | SOIL | P:Zn ratio | PZNRATIO | Mehlich 3 | MEHLICH_3 |  |  |  |  | ICP | MEASURED | none | ratio | EXPERIMENTAL | RETIRED
L_MODV2_SOIL_PZNRATIO_002 | SOIL | P:Zn ratio | PZNRATIO | [6 empty] | Calculation | MEASURED | none | ratio | EXPERIMENTAL | RETIRED
L_MODV2_SOIL_PARTDENS_001 | SOIL | particle density | PARTDENS | Sodium Hexametaphosphate Solution / Electrical Mixer | SODIUM_HEXAMETAPHOSPHATE_SOLUTION_ELECTRICAL_MIXER | Sodium hexameta phosphate, 5g/L | 1:20 (varies) | m/m | 120 min | Pycnometer | MEASURED | g/cm3 | g1[cm3]-1 | OFFICIAL | VALID | SSSA | Methods of Soil Analysis: Part 4 Physical Methods, 5.4. Gee and Or, 2002. Chapter 2.4. Particle-Size Analysis, pages 265-269.
L_MODV2_SOIL_POM_001 | SOIL | particulate organic matter 53-2000 um | POM | Sodium Hexametaphosphate Solution / Reciprocating Shaker | SODIUM_HEXAMETAPHOSPHATE_SOLUTION_RECIPROCATING_SHAKER | Sodium hexameta phosphate, 5g/L | 1:10 (varies) | m/m | 18 hrs | Gravimetric | MEASURED | g/kg | g1kg-1 | EXPERIMENTAL | VALID | SSSA | Cambardella, Cynthia A., and E. T. Elliott. "Particulate soil organic‐matter changes across a grassland cultivation sequence." Soil science society of America journal 56.3 (1992): 777-783.
L_MODV2_SOIL_MNO4OXC_001 | SOIL | permanganate-oxidizable carbon (POXC) | MNO4OXC | Potassium Permanganate | POTASSIUM_PERMANGANATE | KMnO4 | 1:4 | m/v | 2 min | Spectrophotometric | MEASURED | g/kg | g1kg-1 | PROVISIONAL | VALID | AJAC/SSSA | Am. J. of Alt. Agric. 18: 3–17. doi:10.1079/AJAA2003003, Soil Sci. Soc. Am. J. 76:494–504. doi:10.2136/sssaj2011.0286
L_MODV2_SOIL_MNO4OXC_002 | SOIL | permanganate-oxidizable carbon (POXC) | MNO4OXC | Potassium permanganate | POTASSIUM_PERMANGANATE | Permanganate oxidizable carbon (POXC). Digestion followed by colorimetric measurement | 1:10 | m/v | 2 min | Spectrophotometric | MEASURED | g/kg | g1kg-1 | OFFICIAL | VALID | Soil Health Institute | Weil, et al., 2003
L_MODV2_SOIL_PH_001 | SOIL | pH | PH | Calcium Chloride | CALCIUM_CHLORIDE | 0.01 M CaCl2 | 1:10 | m/v | 120 min | H+ ISE | MEASURED | g/kg | g1kg-1 | OFFICIAL | VALID | WEPAL | Houba, V.J.G.; Novozamsky, I.; Lexmond, T.M.; Van der Lee, J.J., 2008. Applicability of 0.01 M CaCl2 as a single extraction solution for the assessment of the nutrient status of soils and other diagnostic purposes. Communications in Soil Science and Plant Analysis, Volume 21, 1990 - Issue 19-20.
L_MODV2_SOIL_PH_002 | SOIL | pH | PH | Calcium Chloride | CALCIUM_CHLORIDE | 0.01 M CaCl2 | 1:1 | m/v | 15 min | H+ ISE | MEASURED | S.U. |  | OFFICIAL | VALID | WERA-103 | Soil, Plant and Water Reference Methods for the Western Region, 4th Edition, 2013, WERA-103. Method S-2.20
L_MODV2_SOIL_PH_003 | SOIL | pH | PH | Calcium Chloride | CALCIUM_CHLORIDE | 0.01 M CaCl2 | 1:2 | m/v | 15 min | H+ ISE | MEASURED | S.U. |  | OFFICIAL | VALID | SERA-6 | Soil Test Methods From the Southeastern United States, SERA-IEG-6, 2014, Chapter 3.2
L_MODV2_SOIL_PH_004 | SOIL | pH | PH | Calcium Chloride | CALCIUM_CHLORIDE | 0.01 M CaCl2 solution | 1:2 | m/v | 15 min | H+ ISE | MEASURED | S.U. |  | OFFICIAL | VALID | SERA-6 | Soil Test Methods From the Southeastern United States, SERA-IEG-6, 2014, Chapter 3.2
L_MODV2_SOIL_PH_005 | SOIL | pH | PH | Slurry | SLURRY | Deionized Water | 1:1 | m/v | 30 min | H+ ISE | MEASURED | S.U. |  | OFFICIAL | VALID | NCERA-13 | North Central Regional Research Publication No. 221 (Revised 2015), Chapter 4, pp 4.1-4.2.
L_MODV2_SOIL_PH_006 | SOIL | pH | PH | Slurry | SLURRY | Deionized Water | 1:2 | m/v | 15 min | H+ ISE | MEASURED | S.U. |  | OFFICIAL | VALID | WERA-103 | Soil, Plant and Water Reference Methods for the Western Region, 4th Edition, 2013, WERA-103. Method S-2.22
L_MODV2_SOIL_PH_007 | SOIL | pH | PH | Slurry | SLURRY | Deionized Water | 1:2.5 | m/v | 15 min | H+ ISE | MEASURED | S.U. |  | PROVISIONAL | VALID | SERA-6
L_MODV2_SOIL_PH_008 | SOIL | pH | PH | Slurry | SLURRY | Deionized Water | 1:5 | m/v | 15 min | H+ ISE | MEASURED | S.U. |  | PROVISIONAL | VALID | SERA-6
L_MODV2_SOIL_PH_009 | SOIL | pH | PH | Potassium Chloride | POTASSIUM_CHLORIDE | 1.0 M KCl solution | 1:1 | m/v | 15 min | H+ ISE | MEASURED | S.U. |  | OFFICIAL | VALID | SERA-6 | Soil Test Methods From the Southeastern United States, SERA-IEG-6, 2014, Chapter 3.2
L_MODV2_SOIL_PH_010 | SOIL | pH | PH | Potassium Chloride | POTASSIUM_CHLORIDE | 1.0 M KCl | 1:1 | m/v | 15 min | H+ ISE | MEASURED | S.U. |  | OFFICIAL | VALID | SERA-6 | Soil Test Methods From the Southeastern United States, SERA-IEG-6, 2014, Chapter 3.2
L_MODV2_SOIL_PH_011 | SOIL | pH | PH | Potassium Chloride | POTASSIUM_CHLORIDE | 0.01 M CaCl2 solution | 1:5 | m/v | Stir, 30 minute settle | H+ ISE | MEASURED | S.U. |  | EXPERIMENTAL | VALID
L_MODV2_SOIL_PH_012 | SOIL | pH | PH | Potassium Chloride | POTASSIUM_CHLORIDE | 1.0 N KCl solution | 1:5 | m/v | Stir vigorously, settle for 15 minutes | H+ ISE | MEASURED | S.U. |  | EXPERIMENTAL | VALID
L_MODV2_SOIL_PH_013 | SOIL | pH | PH | Saturated paste | SATURATED_PASTE | Soil saturated with DI water, subsequent extraction and retained for analysis | Saturated paste | m/m | 4 hrs | H+ ISE | MEASURED | S.U. |  | OFFICIAL | VALID | USDA | US Salinity Staff, 1954. L.A Richards (ed.) Diagnosis and improvement of saline alkali soils. 160 p. USDA Handb. 60 US Govt. Print Office, Washington DC.
L_MODV2_SOIL_PO4_001 | SOIL | phosphate | PO4 | Saturated paste | SATURATED_PASTE | Soil saturated with DI water, subsequent extraction and retained for analysis | Saturated paste | m/m | 4 hrs | ICP-OES / ICP-MS | MEASURED | g/kg | g1kg-1 | OFFICIAL | VALID | WERA-103 | Soil, Plant and Water Reference Methods for the Western Region, 4th Edition, 2013. Method S-15.1
L_MODV2_SOIL_PLFA_001 | SOIL | phospholipid fatty acid (PLFA) | PLFA | PLFA | PLFA | Bligh-Dyer extractant, solid phase extraction, transesterification; | 1:10 | m/v |  | Gas chromatograph | MEASURED | g/kg | g1kg-1 | OFFICIAL | VALID | Soil Health Institute | Buyer and Sasser, 2012
L_MODV2_SOIL_PMONOEST_001 | SOIL | phosphomonoesterase | PMONOEST | Incubation | INCUBATION | Assay incubation | 1:10 | v/v |  | Spectrophotometric | MEASURED | g/kg | g1kg-1 | OFFICIAL | VALID | Soil Health Institute | Acosta-Martinez and Tabatabai, 2011
L_MODV2_SOIL_P_001 | SOIL | phosphorus | P | Ammonium Acetate | AMMONIUM_ACETATE | 1.0 N Ammonium Acetate, pH 7.0 | 1:10 | m/v | 30 min | ICP-OES | MEASURED | g/kg | g1kg-1 | EXPERIMENTAL | VALID |  | North Central Regional Research Publication No. 221 (Revised 2015), Chapter 7, pp 7.1-7.3
L_MODV2_SOIL_P_002 | SOIL | phosphorus | P | Ammonium Lactate | AMMONIUM_LACTATE | Ammonium Lactate 0.1N NH4 lactate + 0.4N CH3COON, pH 3.7 | 1:20 | m/v | 4 hrs | Spectrophotometric | MEASURED | g/kg | g1kg-1 | EXPERIMENTAL | VALID |  | SIS (Standardizing Commission in Sweden). 1993. Soil Analysis - Extraction and Determination of Phosphorus, Potassium, Calcium, Magnesium and Sodium from Soils with Ammonium Lactate/acetic Acid Solution (the AL‐method) SS 028310 Stockholm, Sweden
L_MODV2_SOIL_P_003 | SOIL | phosphorus | P | Aqua Regia | AQUA_REGIA | Aqua Regia (3:1 mixture of hydrochloric (HCl) and nitric (HNO3) acids) | 1:10 | m/v | 20 min | ICP-OES / ICP-MS | MEASURED | g/kg | g1kg-1 | PROVISIONAL | VALID |  | ISO standard 11466 or EPA 3051A
L_MODV2_SOIL_P_004 | SOIL | phosphorus | P | Bray 1 | BRAY_1 | Bray P1, 0.03N NH4F + 0.025N HCl, pH 2.7 | 1:10 | m/v | 5 min | Spectrophotometric | MEASURED | g/kg | g1kg-1 | OFFICIAL | VALID | NCERA-13 | North Central Regional Research Publication No. 221 (Revised 2015), Chapter 12, pp 12.5-12.6.
L_MODV2_SOIL_P_005 | SOIL | phosphorus | P | Bray 1 | BRAY_1 | Bray P1, 0.03N NH4F + 0.025N HCl, pH 2.7 | 1:7 | m/v | 5 min | Spectrophotometric | MEASURED | g/kg | g1kg-1 | OFFICIAL | VALID | NCERA-13 | Soil, Plant and Water Reference Methods for the Western Region, 4th Edition, 2013. Method S-4.2
L_MODV2_SOIL_P_006 | SOIL | phosphorus | P | Bray 2 | BRAY_2 | Bray P2, 0.03N NH4F + 0.10N HCl, pH 1.7 | 1:10 | m/v | 5 min | Spectrophotometric | MEASURED | g/kg | g1kg-1 | OFFICIAL | VALID | University of Missouri | Extractable Soil Phosphorus Bray I and Bray II Methods, Chapter 12, 2012. Soil Testing In Missouri: A Guide for Conducting Soil Tests in Missouri, EC923, University of Missouri.
L_MODV2_SOIL_P_007 | SOIL | phosphorus | P | Bray 2 | BRAY_2 |  | 1:7 |  |  | Spectrophotometric | MEASURED | g/kg | g1kg-1 | EXPERIMENTAL | RETIRED
L_MODV2_SOIL_P_008 | SOIL | phosphorus | P | Bray-Kurtz | BRAY-KURTZ |  |  |  |  | ICP-OES | MEASURED | g/kg | g1kg-1 | EXPERIMENTAL | RETIRED
L_MODV2_SOIL_P_009 | SOIL | phosphorus | P | Calcium Acetate Lactate (CAL) | CALCIUM_ACETATE_LACTATE | Calcium Acetate Lactate (CAL) solution: 15.4 g calcium lactate, 15.4 g calcium acetate, 17.9 ml acetic acid acid, brought to 1 liter with DI water | 1:20 | m/v | 90 min | Spectrophotometric | MEASURED | g/kg | g1kg-1 | OFFICIAL | VALID |  | Dipl.-Ing. H. Schüller, 1969. The CAL method, a new method for determining the plant-available phosphate in soil. Journal of Plant Nutrition and Soil Science. Volume 123, Issue 1, pages 48-63.
L_MODV2_SOIL_P_010 | SOIL | phosphorus | P | Calcium Chloride | CALCIUM_CHLORIDE | 0.01 M CaCl2 | 1:10 | m/v | 120 min | ICP-OES | MEASURED | g/kg | g1kg-1 | OFFICIAL | VALID | WEPAL | Houba, V.J.G.; Novozamsky, I.; Lexmond, T.M.; Van der Lee, J.J. Applicability of 0.01 M CaCl2 as a single extraction solution for the assessment of the nutrient status of soils and other diagnostic purposes. Commun. Soil Sci. Plant Anal. 1990, 21, 2281–2290.
L_MODV2_SOIL_P_011 | SOIL | phosphorus | P | Calculation | CALCULATION | Mehlich 3 to Bray P1 (1:10) Regressed | Calculation | Calculation | Calculation | ICP-OES | Calculation | g/kg | g1kg-1 | EXPERIMENTAL | VALID
L_MODV2_SOIL_P_012 | SOIL | phosphorus | P | Carbon Dioxide | CARBON_DIOXIDE | Saturated CO2 Method | 1:20 | m/v | 30 min | Spectrophotometric | MEASURED | g/kg | g1kg-1 | EXPERIMENTAL | VALID
L_MODV2_SOIL_P_013 | SOIL | phosphorus | P | Colwell | COLWELL | Colwell (Bicarbonate) 0.5M NaCO3, pH 8.5 | 1:100 | m/v | 16 hrs | Spectrophotometric | MEASURED | g/kg | g1kg-1 | OFFICIAL | VALID | ASPAC | Rayment, G. and J. Lyons. 2011. Soil Chemical Methods - Australasia, CSIRO, Method 9B1, pp 162.164
L_MODV2_SOIL_P_014 | SOIL | phosphorus | P | Slurry | SLURRY | Deionized Water | 1:1 | m/v |  |  | MEASURED | g/kg | g1kg-1 | EXPERIMENTAL | VALID
L_MODV2_SOIL_P_015 | SOIL | phosphorus | P | Slurry | SLURRY | Deionized Water | 1:5 | m/v |  |  | MEASURED | g/kg | g1kg-1 | EXPERIMENTAL | VALID
L_MODV2_SOIL_P_016 | SOIL | phosphorus | P | Slurry | SLURRY | Deionized Water | 1:10 | m/v |  |  | MEASURED | g/kg | g1kg-1 | EXPERIMENTAL | VALID
L_MODV2_SOIL_P_017 | SOIL | phosphorus | P | Slurry | SLURRY | Deionized Water | 1:20 | m/v |  |  | MEASURED | g/kg | g1kg-1 | EXPERIMENTAL | VALID
L_MODV2_SOIL_P_018 | SOIL | phosphorus | P | Diffuse Gradient Thin Films | DIFFUSE_GRADIENT_THIN_FILMS | Diffuse Gradient Thin Films | Equilibration |  | Varies | Spectrophotometric | MEASURED | g/kg | g1kg-1 | EXPERIMENTAL | VALID |  | Mason S, McNeill A, McLaughlin MJ and Zhang H (2010) Prediction of wheat response to an application of phosphorus under field conditions using diffusive gradients in thin-films (DGT) and extraction methods. Plant and Soil 337: 243–258.
L_MODV2_SOIL_P_019 | SOIL | phosphorus | P | EPA 3050 | EPA_3050 | EPA 3050 Digestion (Nitric Acid, Hydrogen Peroxide), EPA 6010B Determination (ICP-OES) | 1:15 (varies) | m/v | Heat to 95C, reflux for 15 minutes, cool, then add 5 mL HNO3 and reflux for 30 minutes. Repeat last step as required. | ICP-OES | MEASURED | g/kg | g1kg-1 | OFFICIAL | VALID | US-EPA | U.S. EPA. 1996. “Method 3050B: Acid Digestion of Sediments, Sludges, and Soils,” Revision 2. Washington, DC. / EPA Method 3050B (SW-846): Acid Digestion of Sediments, Sludges, and Soils, 1996.
L_MODV2_SOIL_P_020 | SOIL | phosphorus | P | H3A-1 | H3A-1 | H3A-1 Extractant (H3A-1 0.0024 M citric acid + 0.004 M oxalic acid + 0.004 M malic acid at pH 3.75 ) | 1:10 | m/v | 10 min | ICP-OES | MEASURED | g/kg | g1kg-1 | PROVISIONAL | VALID |  | Haney, R. L., et al. "Modifications to the new soil extractant H3A-1: A multinutrient extractant." Communications in soil science and plant analysis 41.12 (2010): 1513-1523.
L_MODV2_SOIL_P_021 | SOIL | phosphorus | P | Ion Exchange Resin | ION_EXCHANGE_RESIN | Resin - NH4Cl 0.8 mol / L in 0.2 mol / L HCl | Saturated paste |  |  |  | MEASURED | g/kg | g1kg-1 | PROPRIETARY | VALID
L_MODV2_SOIL_P_022 | SOIL | phosphorus | P | Ion Exchange Resin | ION_EXCHANGE_RESIN | Resin Extraction - Unibest (0.5 M HCl) | Saturated paste | variable | 24 hrs | ICP-OES | MEASURED | g/kg | g1kg-1 | PROPRIETARY | VALID | UniBest, Inc | https://www.unibestinc.com/about
L_MODV2_SOIL_P_023 | SOIL | phosphorus | P | Kelowna | KELOWNA | Kelowna, 0.25N HOAc + 0.015N NH4F | 1:10 | m/v | 5 min | ICP-OES | MEASURED | g/kg | g1kg-1 | OFFICIAL | VALID | AAFC | Determination of available phosphorus in acid and calcareous soils with the Kelowna multi-element extractant. Soil Sci. Vol 146, No. 4, 284-291.
L_MODV2_SOIL_P_024 | SOIL | phosphorus | P | Kelowna | KELOWNA | Modified Kelowna-95, 0.5N HOAc + 0.015N NH4F + 1 N NH4Oac | 1:10 | m/v | 5 min | ICP-OES | MEASURED | g/kg | g1kg-1 | OFFICIAL | VALID | AAFC | Simultaneous extraction of available phosphorus and potassium with a new soil test: A modification of Kelowna extraction. Communications in Soil Science and Plant Analysis, Volume 25, 1994, pp 627-635.
L_MODV2_SOIL_P_025 | SOIL | phosphorus | P | Lancaster | LANCASTER | Lancaster Extraction (Solution A:0.05 M HCl, Solution B: 1.57 M glacial acetic acid, 0.063 M malonic acid, 0.089 M malic acid, 0.032 M ammonium fluoride, 0.012 M aluminum chloride hexahydrate) | 1:5 | m/v | Soil+Solution A, sit for 10 minutes. Add Solution B, shake for 10 minutes | ICP-OES | MEASURED | g/kg | g1kg-1 | OFFICIAL | VALID | SERA-6 | Soil Test Methods From the Southeastern United States, SERA-IEG-6, 2014, Chapter 4.4
L_MODV2_SOIL_P_026 | SOIL | phosphorus | P | Mehlich 1 | MEHLICH_1 | Mehlich 1 (0.05 M HCl + 0.0125 M H2SO4) | 1:5 | m/v | 5 min | ICP-OES | MEASURED | g/kg | g1kg-1 | OFFICIAL | VALID | SERA-6 | Soil Test Methods From the Southeastern United States, SERA-IEG-6, 2014, Chapter 4.2
L_MODV2_SOIL_P_027 | SOIL | phosphorus | P | Mehlich 1 | MEHLICH_1 | Mehlich 1 (0.05 M HCl + 0.0125 M H2SO4) | 1:5 | m/v | 5 min | Spectrophotometric | MEASURED | g/kg | g1kg-1 | OFFICIAL | VALID | SERA-6 | Soil Test Methods From the Southeastern United States, SERA-IEG-6, 2014, Chapter 4.2
L_MODV2_SOIL_P_028 | SOIL | phosphorus | P | Mehlich 2 | MEHLICH_2 | Mehlich 2 (0.2N CH3COOH + 0.015N NH4F + 0.2N NH4Cl + 0.012N HCl) | 1:10 | m/v | 5 min | ICP-OES | MEASURED | g/kg | g1kg-1 | OFFICIAL | VALID | NCSU | Mehlich A. 1978. New extractant for soil test evaluation of phosphorus, potassium, magnesium, calcium, sodium, manganese and zinc. Commun Soil Sci Plant Anal 9(6):477-92.
L_MODV2_SOIL_P_029 | SOIL | phosphorus | P | Mehlich 2 | MEHLICH_2 | Mehlich 2 (0.2N CH3COOH + 0.015N NH4F + 0.2N NH4Cl + 0.012N HCl) | 1:10 | m/v | 5 min | Spectrophotometric | MEASURED | g/kg | g1kg-1 | OFFICIAL | VALID | NCSU | Mehlich A. 1978. New extractant for soil test evaluation of phosphorus, potassium, magnesium, calcium, sodium, manganese and zinc. Commun Soil Sci Plant Anal 9(6):477-92.
L_MODV2_SOIL_P_030 | SOIL | phosphorus | P | Mehlich 3 | MEHLICH_3 | Mehlich 3 (0.2N CH3COOH + 0.25N NH4NO3 + 0.013N HNO3 + 0.015N NH4F + 0.001M EDTA) | 1:10 | v/v | 5 min | ICP-OES | MEASURED | mg/L | mg1kg-1 | OFFICIAL | VALID | SERA-6 | Soil Test Methods From the Southeastern United States, SERA-IEG-6, 2014, Chapter 4.3
L_MODV2_SOIL_P_031 | SOIL | phosphorus | P | Mehlich 3 | MEHLICH_3 | Mehlich 3 (0.2N CH3COOH + 0.25N NH4NO3 + 0.013N HNO3 + 0.015N NH4F + 0.001M EDTA) | 1:10 | v/v | 5 min | Spectrophotometric | MEASURED | mg/L | mg1kg-1 | OFFICIAL | VALID | SERA-6 | Soil Test Methods From the Southeastern United States, SERA-IEG-6, 2014, Chapter 4.3
L_MODV2_SOIL_P_032 | SOIL | phosphorus | P | Mehlich 3 | MEHLICH_3 | Mehlich 3 (0.2N CH3COOH + 0.25N NH4NO3 + 0.013N HNO3 + 0.015N NH4F + 0.001M EDTA) | 1:10 | m/v | 5 min | ICP-OES | MEASURED | g/kg | g1kg-1 | OFFICIAL | VALID | SERA-6, NCERA-13, NEC-1812 | Soil Test Methods From the Southeastern United States, SERA-IEG-6, 2014, Chapter 4.3
L_MODV2_SOIL_P_033 | SOIL | phosphorus | P | Mehlich 3 | MEHLICH_3 | Mehlich 3 (0.2N CH3COOH + 0.25N NH4NO3 + 0.013N HNO3 + 0.015N NH4F + 0.001M EDTA) | 1:10 | m/v | 5 min | Spectrophotometric | MEASURED | g/kg | g1kg-1 | OFFICIAL | VALID | SERA-6, NCERA-13, NEC-1812 | Soil Test Methods From the Southeastern United States, SERA-IEG-6, 2014, Chapter 4.3
L_MODV2_SOIL_P_034 | SOIL | phosphorus | P | Morgan | MORGAN | Morgan (0.72 N NaOAc + 0.52 N CH3COOH) | 1:5 | v/v | 15 min | ICP-OES / AAS | MEASURED | g/kg | g1kg-1 | OFFICIAL | VALID | NECC-1812 | Recommended Soil Testing Procedures for the Northeastern United States, NECC-1812 Publication No. 493, 3rd Edition, 2011, Chapter 5.
L_MODV2_SOIL_P_035 | SOIL | phosphorus | P | Morgan | MORGAN | Morgan (0.72 N NaOAc + 0.52 N CH3COOH) | 1:5 | v/v | 15 min | Spectrophotometric | MEASURED | g/kg | g1kg-1 | OFFICIAL | VALID | NECC-1812 | Recommended Soil Testing Procedures for the Northeastern United States, NECC-1812 Publication No. 493, 3rd Edition, 2011, Chapter 5.
L_MODV2_SOIL_P_036 | SOIL | phosphorus | P | Modified Morgan | MODIFIED_MORGAN | Modified Morgan (0.62 N NH4OH + 1.25 N CH3COOH) | 1:10 | m/v | 15 min | ICP-OES | MEASURED | g/kg | g1kg-1 | OFFICIAL | VALID | NECC-1812 | Recommended Soil Testing Procedures for the Northeastern United States, NECC-1812 Publication No. 493, 3rd Edition, 2011, Chapter 5.
L_MODV2_SOIL_P_037 | SOIL | phosphorus | P | Modified Morgan | MODIFIED_MORGAN | Modified Morgan (0.62 N NH4OH + 1.25 N CH3COOH) | 1:10 | m/v | 15 min | Spectrophotometric | MEASURED | g/kg | g1kg-1 | OFFICIAL | VALID | NECC-1812 | Recommended Soil Testing Procedures for the Northeastern United States, NECC-1812 Publication No. 493, 3rd Edition, 2011, Chapter 5.
L_MODV2_SOIL_P_038 | SOIL | phosphorus | P | Nitric Acid | NITRIC_ACID |  |  |  |  | ICP | MEASURED | % | prcnt | EXPERIMENTAL | RETIRED
L_MODV2_SOIL_P_039 | SOIL | phosphorus | P | Plant Root Simulator | PLANT_ROOT_SIMULATOR | Plant Root Simulator - PRS | Saturated paste |  |  |  | MEASURED | g/kg | g1kg-1 | EXPERIMENTAL | VALID
L_MODV2_SOIL_P_040 | SOIL | phosphorus | P | Plant Root Simulator | PLANT_ROOT_SIMULATOR | Plant Root Simulator - PRS | Saturated paste | in situ probe | 24 hrs | ICP-OES | MEASURED | mg/m2 | mg1[m2]-1 | PROPRIETARY | VALID | Western Ag Innovations | 2013. Ion Supply Rates Using PRS® Probes, pp. 1149-152 in R. O. Miller, R Gavlak and D Horneck, eds. Soil, Plant and Water Reference Methods for the Western Region. WREP-125, 4th Edition.
L_MODV2_SOIL_P_041 | SOIL | phosphorus | P | Plant Root Simulator | PLANT_ROOT_SIMULATOR | Plant Root Simulator - PRS | Saturated paste | in situ probe | 24 hrs | ICP-OES | MEASURED | mg/m2 | mg1[m2]-1 | PROPRIETARY | VALID | Western Ag Innovations | 2013. Ion Supply Rates Using PRS® Probes, pp. 1149-152 in R. O. Miller, R Gavlak and D Horneck, eds. Soil, Plant and Water Reference Methods for the Western Region. WREP-125, 4th Edition.
L_MODV2_SOIL_P_042 | SOIL | phosphorus | P | Plant Root Simulator | PLANT_ROOT_SIMULATOR | Plant Root Simulator - PRS | Saturated paste | in situ probe | 180 min | ICP-OES | MEASURED | mg/m2 | mg1[m2]-1 | PROPRIETARY | VALID | Western Ag Innovations | 2013. Ion Supply Rates Using PRS® Probes, pp. 1149-152 in R. O. Miller, R Gavlak and D Horneck, eds. Soil, Plant and Water Reference Methods for the Western Region. WREP-125, 4th Edition.
L_MODV2_SOIL_P_043 | SOIL | phosphorus | P | Saturated paste | SATURATED_PASTE | Soil saturated with DI water, subsequent extraction and retained for analysis | Saturated paste | m/m | 4 hrs | Spectrophotometric | MEASURED | mg/L | mg1kg-1 | PROVISIONAL | VALID | USDA | US Salinity Staff, 1954. L.A Richards (ed.) Diagnosis and improvement of saline alkali soils. 160 p. USDA Handb. 60 US Govt. Print Office, Washington DC.
L_MODV2_SOIL_P_044 | SOIL | phosphorus | P | Saturated paste | SATURATED_PASTE | Soil saturated with DI water, subsequent extraction and retained for analysis | Saturated paste | m/m | 4 hrs | ICP-OES | MEASURED | mg/L | mg1kg-1 | PROVISIONAL | VALID | USDA | US Salinity Staff, 1954. L.A Richards (ed.) Diagnosis and improvement of saline alkali soils. 160 p. USDA Handb. 60 US Govt. Print Office, Washington DC.
L_MODV2_SOIL_P_045 | SOIL | phosphorus | P | Sodium Bicarbonate | SODIUM_BICARBONATE | Bicarbonate, 0.5M NaHCO3, pH 8.5 | 1:20 | m/v | 30 min | Spectrophotometric | MEASURED | g/kg | g1kg-1 | OFFICIAL | VALID | WERA-103 | Soil, Plant and Water Reference Methods for the Western Region, 4th Edition, 2013, WERA-103. Method S-4.10
L_MODV2_SOIL_P_046 | SOIL | phosphorus | P | Sulfuric Acid | SULFURIC_ACID | 0.005 M H2SO4 | 1:10 | m/v |  |  | MEASURED | g/kg | g1kg-1 | EXPERIMENTAL | VALID
L_MODV2_SOIL_P_047 | SOIL | phosphorus | P | Truog | TRUOG | Truog, 0.002N H2S04 buffered with NH4HS04, pH 3.0 | 1:200 | m/v | 30 min | Spectrophotometric | MEASURED | g/kg | g1kg-1 | OFFICIAL | VALID
L_MODV2_SOIL_P_048 | SOIL | phosphorus | P | Truog, Modified | TRUOG_MODIFIED | Modified Truog, 0.001N H2S04 buffered with 3% NH4HS04, pH 3.0 | 1:100 | m/v | 30 min | Spectrophotometric | MEASURED | g/kg | g1kg-1 | EXPERIMENTAL | VALID
L_MODV2_SOIL_PBUFINDEX_001 | SOIL | phosphorus buffer index | PBUFINDEX | Calculation | CALCULATION | Phosphorus Equilibration Solution | Calculation | Calculation | Calculation | ICP-OES | Calculation | g/kg | g1kg-1 | EXPERIMENTAL | VALID
L_MODV2_SOIL_PBUFINDEX_002 | SOIL | phosphorus buffer index | PBUFINDEX | Calculation | CALCULATION | Bicarbonate (Olsen) | Calculation | Calculation | Calculation | ICP-OES | Calculation | g/kg | g1kg-1 | EXPERIMENTAL | VALID
L_MODV2_SOIL_PBUFINDEX_003 | SOIL | phosphorus buffer index | PBUFINDEX | Calculation | CALCULATION | Bicarbonate (Colwell) | Calculation | Calculation | Calculation | ICP-OES | Calculation | g/kg | g1kg-1 | EXPERIMENTAL | VALID
L_MODV2_SOIL_PBUFINDEX_004 | SOIL | phosphorus buffer index | PBUFINDEX | Calculation | CALCULATION | CaCl2/PO4 | Calculation | Calculation | Calculation | Calculation | MEASURED | g/kg | g1kg-1 | EXPERIMENTAL | VALID
L_MODV2_SOIL_PERINDEX_001 | SOIL | phosphorus environmental risk index | PERINDEX | Calculation | CALCULATION | Calculation | Calculation | Calculation | Calculation | Calculation | Calculation | g/kg | g1kg-1 | EXPERIMENTAL | VALID
L_MODV2_SOIL_PFF_001 | SOIL | phosphorus fixation factor | PFF | Mehlich 3 | MEHLICH_3 | Mehlich 3 (calculated Phosphorus Fixation Factor) | Calculation | Calculation | Calculation | Calculation | MEASURED | g/kg | g1kg-1 | EXPERIMENTAL | VALID
L_MODV2_SOIL_PINDEX_001 | SOIL | phosphorus index | PINDEX | Calculation | CALCULATION | Ratio of P to Ca and Fe | Calculation | Calculation | Calculation | ICP-OES | Calculation | g/kg | g1kg-1 | EXPERIMENTAL | INVALID
L_MODV2_SOIL_PINDEX_002 | SOIL | phosphorus index | PINDEX | Mehlich 3 | MEHLICH_3 | Mehlich 3 (calculated Phosphorus Index) | Calculation | Calculation | Calculation | ICP-OES | Calculation | g/kg | g1kg-1 | EXPERIMENTAL | INVALID
L_MODV2_SOIL_PINDEX_003 | SOIL | phosphorus index | PINDEX | Mehlich 3 | MEHLICH_3 | Mehlich 3 (calculated Phosphorus Index) | Calculation | Calculation | Calculation | Calculation | MEASURED | g/kg | g1kg-1 | EXPERIMENTAL | VALID
L_MODV2_SOIL_PINDEX_004 | SOIL | phosphorus index | PINDEX | Calculation | CALCULATION | Ratio of P to Ca and Fe | Calculation | Calculation | Calculation | ICP-OES | Calculation | g/kg | g1kg-1 | EXPERIMENTAL | VALID
L_MODV2_SOIL_PINDEX_005 | SOIL | phosphorus index | PINDEX | Mehlich 3 | MEHLICH_3 | Mehlich 3 (calculated Phosphorus Index) | Calculation | Calculation | Calculation | ICP-OES | Calculation | g/kg | g1kg-1 | EXPERIMENTAL | VALID
#REF! | SOIL | phosphorus ratio | PRATIO | Mehlich 3 ICP | MEHLICH_3_ICP |  |  |  |  | ICP-OES | MEASURED | None | ratio | EXPERIMENTAL | RETIRED
L_MODV2_SOIL_PRI_001 | SOIL | phosphorus retention index | PRI | Calculation | CALCULATION | Calculation | Calculation | Calculation | Calculation | Calculation | MEASURED | g/kg | g1kg-1 | EXPERIMENTAL | VALID
L_MODV2_SOIL_PSINDEX_001 | SOIL | phosphorus saturation index | PSINDEX | Mehlich 3 | MEHLICH_3 | Mehlich 3 (calculated Phosphorus Saturation Index) | Calculation | Calculation | Calculation | ICP-OES / AAS | Calculation | g/kg | g1kg-1 | EXPERIMENTAL | VALID
L_MODV2_SOIL_PSINDEX_002 | SOIL | phosphorus saturation index | PSINDEX | Mehlich 3 | MEHLICH_3 | Mehlich 3 - Standard Oligos | Calculation | Calculation | Calculation | ICP-OES / AAS | Calculation | g/kg | g1kg-1 | EXPERIMENTAL | VALID
L_MODV2_SOIL_TP_001 | SOIL | phosphorus, total | TP | Kjeldahl | KJELDAHL | 18 M H2SO4 |  |  |  |  | MEASURED | g/kg | g1kg-1 | EXPERIMENTAL | VALID
L_MODV2_SOIL_TP_002 | SOIL | phosphorus, total | TP | Nitric Acid | NITRIC_ACID | Nitric Acid |  |  |  |  | MEASURED | g/kg | g1kg-1 | EXPERIMENTAL | VALID
L_MODV2_SOIL_K_001 | SOIL | potassium | K | Alcohol Prewash/Ammonium Acetate | ALCOHOL_PREWASH_AMMONIUM_ACETATE |  |  |  |  | ICP-OES | MEASURED | cmol/kg | mol1kg-1 | EXPERIMENTAL | RETIRED
L_MODV2_SOIL_K_002 | SOIL | potassium | K | Ammonium Acetate | AMMONIUM_ACETATE | 1.0 N Ammonium Acetate, pH 7.0 | 1:10 | m/v | 5 min | ICP-OES | MEASURED | g/kg | g1kg-1 | OFFICIAL | VALID | NCERA-13 | North Central Regional Research Publication No. 221 (Revised 2015), Chapter 7, pp 7.1-7.3
L_MODV2_SOIL_K_003 | SOIL | potassium | K | Ammonium Lactate | AMMONIUM_LACTATE | Ammonium Lactate 0.1N NH4 lactate + 0.4N CH3COON, pH 3.7 | 1:20 | m/v | 4 hrs | ICP-OES / AAS | MEASURED | g/kg | g1kg-1 | EXPERIMENTAL | VALID |  | SIS (Standardizing Commission in Sweden). 1993. Soil Analysis - Extraction and Determination of Phosphorus, Potassium, Calcium, Magnesium and Sodium from Soils with Ammonium Lactate/acetic Acid Solution (the AL‐method) SS 028310 Stockholm, Sweden
L_MODV2_SOIL_K_004 | SOIL | potassium | K | Ammonium Chloride | AMMONIUM_CHLORIDE | NH4Cl |  |  |  | ICP-OES | MEASURED | cmol/kg | mol1kg-1 | EXPERIMENTAL | RETIRED
L_MODV2_SOIL_K_005 | SOIL | potassium | K | Ammonium Chloride | AMMONIUM_CHLORIDE | NH4Cl w/ prewash |  |  |  | ICP-OES | MEASURED | cmol/kg | mol1kg-1 | EXPERIMENTAL | RETIRED
L_MODV2_SOIL_K_006 | SOIL | potassium | K | Ammonium Chloride/Barium Chloride | AMMONIUM_CHLORIDE_BARIUM_CHLORIDE | NH4Cl/BaCl2 |  |  |  | ICP-OES | MEASURED | cmol/kg | mol1kg-1 | EXPERIMENTAL | RETIRED
L_MODV2_SOIL_K_007 | SOIL | potassium | K | Bray 1 | BRAY_1 | Bray P1, 0.03N NH4F + 0.025N HCl, pH 2.7 | 1:10 | m/v | 5 min | ICP-OES / AAS | MEASURED | g/kg | g1kg-1 | OFFICIAL | VALID | NCERA-13 | North Central Regional Research Publication No. 221 (Revised 2015), Chapter 12, pp 12.5-12.6.
L_MODV2_SOIL_K_008 | SOIL | potassium | K | Bray 1 | BRAY_1 | Bray P1, 0.03N NH4F + 0.025N HCl, pH 2.7 | 1:7 | m/v | 5 min | ICP-OES / AAS | MEASURED | g/kg | g1kg-1 | OFFICIAL | VALID | NCERA-13 | Soil, Plant and Water Reference Methods for the Western Region, 4th Edition, 2013. Method S-4.2
L_MODV2_SOIL_K_009 | SOIL | potassium | K | Bray 2 | BRAY_2 | Bray P2, 0.03N NH4F + 0.10N HCl, pH 1.7 | 1:10 | m/v | 5 min | ICP-OES / AAS | MEASURED | g/kg | g1kg-1 | EXPERIMENTAL | VALID
L_MODV2_SOIL_K_010 | SOIL | potassium | K | Calcium Acetate Lactate (CAL) | CALCIUM_ACETATE_LACTATE | Calcium Acetate Lactate (CAL) solution: 15.4 g calcium lactate, 15.4 g calcium acetate, 17.9 ml acetic acid acid, brought to 1 liter with DI water | 1:20 | m/v | 90 min | ICP-OES / AAS | MEASURED | g/kg | g1kg-1 | OFFICIAL | VALID |  | Dipl.-Ing. H. Schüller, 1969. The CAL method, a new method for determining the plant-available phosphate in soil. Journal of Plant Nutrition and Soil Science. Volume 123, Issue 1, pages 48-63.
L_MODV2_SOIL_K_011 | SOIL | potassium | K | Calcium Chloride | CALCIUM_CHLORIDE | 0.01 M CaCl2 | 1:10 | m/v | 120 min | ICP-OES | MEASURED | g/kg | g1kg-1 | OFFICIAL | VALID | WEPAL | Houba, V.J.G.; Novozamsky, I.; Lexmond, T.M.; Van der Lee, J.J. Applicability of 0.01 M CaCl2 as a single extraction solution for
L_MODV2_SOIL_K_012 | SOIL | potassium | K | Calculation | CALCULATION | Mehlich 3 to Bray P1 (1:10) Regressed | Calculation | Calculation | Calculation | Calculation | MEASURED | g/kg | g1kg-1 | EXPERIMENTAL | VALID
L_MODV2_SOIL_K_013 | SOIL | potassium | K | Carbon Dioxide | CARBON_DIOXIDE | Saturated CO2 Method | 1:20 | m/v | 30 min | ICP-OES / AAS | MEASURED | g/kg | g1kg-1 | EXPERIMENTAL | VALID
L_MODV2_SOIL_K_014 | SOIL | potassium | K | Colwell | COLWELL | Colwell (Bicarbonate) 0.5M NaCO3, pH 8.5 | 1:100 | m/v | 16 hrs | ICP-OES / AAS | MEASURED | g/kg | g1kg-1 | PROVISIONAL | VALID | ASPAC | Rayment, G. and J. Lyons. 2011. Soil Chemical Methods - Australasia, CSIRO, Method 9B1, pp 162.164
L_MODV2_SOIL_K_015 | SOIL | potassium | K | Slurry | SLURRY | Potassium Water 1:5 | 1:5 | m/v |  |  | MEASURED | g/kg | g1kg-1 | EXPERIMENTAL | VALID
L_MODV2_SOIL_K_016 | SOIL | potassium | K | Slurry | SLURRY | Deionized Water | 1:1 | m/v |  |  | MEASURED | g/kg | g1kg-1 | EXPERIMENTAL | VALID
L_MODV2_SOIL_K_017 | SOIL | potassium | K | Slurry | SLURRY | Deionized Water | 1:20 | m/v |  |  | MEASURED | g/kg | g1kg-1 | EXPERIMENTAL | VALID
L_MODV2_SOIL_K_018 | SOIL | potassium | K | Diffuse Gradient Thin Films | DIFFUSE_GRADIENT_THIN_FILMS | Diffuse Gradient Thin Films | Equilibration |  | Varies | Spectrophotometric | MEASURED | g/kg | g1kg-1 | EXPERIMENTAL | VALID |  | Mason S, McNeill A, McLaughlin MJ and Zhang H (2010) Prediction of wheat response to an application of phosphorus under field conditions using diffusive gradients in thin-films (DGT) and extraction methods. Plant and Soil 337: 243–258.
L_MODV2_SOIL_K_019 | SOIL | potassium | K | H3A-1 | H3A-1 | H3A-1 Extractant (H3A-1 0.0024 M citric acid + 0.004 M oxalic acid + 0.004 M malic acid at pH 3.75 ) | 1:10 | m/v | 10 min | ICP-OES | MEASURED | g/kg | g1kg-1 | PROVISIONAL | VALID |  | Haney, R. L., et al. "Modifications to the new soil extractant H3A-1: A multinutrient extractant." Communications in soil science and plant analysis 41.12 (2010): 1513-1523.
L_MODV2_SOIL_K_020 | SOIL | potassium | K | Hydrochloric Acid | HYDROCHLORIC_ACID | HCl (Skeen) |  |  |  | ICP, AAS | MEASURED | g/kg | g1kg-1 | EXPERIMENTAL | RETIRED
L_MODV2_SOIL_K_021 | SOIL | potassium | K | Hydrochloric Acid | HYDROCHLORIC_ACID | HCl (Skeen) |  |  |  | ICP-OES | MEASURED | g/kg | g1kg-1 | EXPERIMENTAL | RETIRED
L_MODV2_SOIL_K_022 | SOIL | potassium | K | Ion Exchange Resin | ION_EXCHANGE_RESIN | Resin - NH4Cl 0.8 mol / L in 0.2 mol / L HCl | Saturated paste |  |  |  | MEASURED | g/kg | g1kg-1 | PROPRIETARY | VALID
L_MODV2_SOIL_K_023 | SOIL | potassium | K | Ion Exchange Resin | ION_EXCHANGE_RESIN | Resin Extraction - Unibest (0.5 M HCl) | Saturated paste | variable | 24 hrs | ICP-OES | MEASURED | g/kg | g1kg-1 | PROPRIETARY | VALID | UniBest, Inc | https://www.unibestinc.com/about
L_MODV2_SOIL_K_024 | SOIL | potassium | K | Kelowna | KELOWNA | Kelowna, 0.25N HOAc + 0.015N NH4F | 1:10 | m/v | 5 min | ICP-OES | MEASURED | g/kg | g1kg-1 | OFFICIAL | VALID | AAFC | Determination of available phosphorus in acid and calcareous soils with the Kelowna multi-element extractant. Soil Sci. Vol 146, No. 4, 284-291.
L_MODV2_SOIL_K_025 | SOIL | potassium | K | Kelowna 2, Modified | KELOWNA_2_MODIFIED | Modified Kelowna 2, 0.25N HOAc + 0.015N NH4F + 0.25N NH4Oac | 1:10 | m/v | 5 min | ICP-OES | MEASURED | g/kg | g1kg-1 | PROVISIONAL | VALID | AAFC | Simultaneous extraction of available phosphorus and potassium with a new soil test: A modification of Kelowna extraction. Communications in Soil Science and Plant Analysis, Volume 25, 1994, pp 627-635.
L_MODV2_SOIL_K_026 | SOIL | potassium | K | Kelowna-95, Modified | KELOWNA-95_MODIFIED | Modified Kelowna-95, 0.5N HOAc + 0.015N NH4F + 1 N NH4Oac | 1:10 | m/v | 5 min | ICP-OES | MEASURED | g/kg | g1kg-1 | PROVISIONAL | VALID | AAFC | Simultaneous extraction of available phosphorus and potassium with a new soil test: A modification of Kelowna extraction. Communications in Soil Science and Plant Analysis, Volume 25, 1994, pp 627-635.
L_MODV2_SOIL_K_027 | SOIL | potassium | K | Lancaster | LANCASTER | Lancaster Extraction (Solution A:0.05 M HCl, Solution B: 1.57 M glacial acetic acid, 0.063 M malonic acid, 0.089 M malic acid, 0.032 M ammonium fluoride, 0.012 M aluminum chloride hexahydrate) | 1:5 | m/v | Soil+Solution A, sit for 10 minutes. Add Solution B, shake for 10 minutes | ICP-OES | MEASURED | g/kg | g1kg-1 | OFFICIAL | VALID | SERA-6 | Soil Test Methods From the Southeastern United States, SERA-IEG-6, 2014, Chapter 4.4
L_MODV2_SOIL_K_028 | SOIL | potassium | K | M3 - Field-moist K | M3_-_FIELD-MOIST_K |  |  |  |  | ICP-OES | MEASURED | g/kg | g1kg-1 | EXPERIMENTAL | RETIRED
L_MODV2_SOIL_K_029 | SOIL | potassium | K | Mehlich 1 | MEHLICH_1 | Mehlich 1 (0.05 M HCl + 0.0125 M H2SO4) | 1:5 | m/v | 5 min | ICP-OES / AAS | MEASURED | g/kg | g1kg-1 | OFFICIAL | VALID | SERA-6 | Soil Test Methods From the Southeastern United States, SERA-IEG-6, 2014, Chapter 4.2
L_MODV2_SOIL_K_030 | SOIL | potassium | K | Mehlich 2 | MEHLICH_2 | Mehlich 2 (0.2N CH3COOH + 0.015N NH4F + 0.2N NH4Cl + 0.012N HCl) | 1:10 | m/v | 5 min | ICP-OES / AAS | MEASURED | g/kg | g1kg-1 | OFFICIAL | VALID | NCSU | Mehlich A. 1978. New extractant for soil test evaluation of phosphorus, potassium, magnesium, calcium, sodium, manganese and zinc. Commun Soil Sci Plant Anal 9(6):477-92.
L_MODV2_SOIL_K_031 | SOIL | potassium | K | Mehlich 3 | MEHLICH_3 | Mehlich 3 (0.2N CH3COOH + 0.25N NH4NO3 + 0.013N HNO3 + 0.015N NH4F + 0.001M EDTA) | 1:10 | m/v | 5 min | ICP-OES / AAS | MEASURED | g/kg | g1kg-1 | OFFICIAL | VALID | SERA-6, NCERA-13, NEC-1812 | Soil Test Methods From the Southeastern United States, SERA-IEG-6, 2014, Chapter 4.3
L_MODV2_SOIL_K_032 | SOIL | potassium | K | Mehlich 3 | MEHLICH_3 | Mehlich 3 (0.2N CH3COOH + 0.25N NH4NO3 + 0.013N HNO3 + 0.015N NH4F + 0.001M EDTA) | 1:10 | v/v | 5 min | ICP-OES / AAS | MEASURED | mg/L | mg1kg-1 | OFFICIAL | VALID | SERA-6 | Soil Test Methods From the Southeastern United States, SERA-IEG-6, 2014, Chapter 4.3
L_MODV2_SOIL_K_033 | SOIL | potassium | K | Morgan | MORGAN | Morgan (0.72 N NaOAc + 0.52 N CH3COOH) | 1:5 | v/v | 15 min | ICP-OES / AAS | MEASURED | g/kg | g1kg-1 | OFFICIAL | VALID | NECC-1812 | Recommended Soil Testing Procedures for the Northeastern United States, NECC-1812 Publication No. 493, 3rd Edition, 2011, Chapter 5.
L_MODV2_SOIL_K_034 | SOIL | potassium | K | Modified Morgan | MODIFIED_MORGAN | Modified Morgan (0.62 N NH4OH + 1.25 N CH3COOH) | 1:10 | m/v | 15 min | ICP-OES | MEASURED | g/kg | g1kg-1 | OFFICIAL | VALID | NECC-1812 | Recommended Soil Testing Procedures for the Northeastern United States, NECC-1812 Publication No. 493, 3rd Edition, 2011, Chapter 5.
L_MODV2_SOIL_K_035 | SOIL | potassium | K | Nitric Acid | NITRIC_ACID | HNO3 |  |  |  | ICP-MS | MEASURED | g/kg | g1kg-1 | EXPERIMENTAL | RETIRED
L_MODV2_SOIL_K_036 | SOIL | potassium | K | Nitric Acid | NITRIC_ACID | Hot HNO3 |  |  |  | ICP-OES | MEASURED | g/kg | g1kg-1 | EXPERIMENTAL | RETIRED
L_MODV2_SOIL_K_037 | SOIL | potassium | K | Nitric Acid | NITRIC_ACID |  |  |  |  | ICP | MEASURED | % | prcnt | EXPERIMENTAL | RETIRED
L_MODV2_SOIL_K_038 | SOIL | potassium | K | Plant Root Simulator | PLANT_ROOT_SIMULATOR | Plant Root Simulator - PRS | Saturated paste |  |  |  | MEASURED | g/kg | g1kg-1 | PROPRIETARY | VALID
L_MODV2_SOIL_K_039 | SOIL | potassium | K | Plant Root Simulator | PLANT_ROOT_SIMULATOR | Plant Root Simulator - PRS | Saturated paste | in situ probe | 180 min | ICP-OES | MEASURED | mg/m2 | mg1[m2]-1 | PROPRIETARY | VALID | Western Ag Innovations | 2013. Ion Supply Rates Using PRS® Probes, pp. 1149-152 in R. O. Miller, R Gavlak and D Horneck, eds. Soil, Plant and Water Reference Methods for the Western Region. WREP-125, 4th Edition.
L_MODV2_SOIL_K_040 | SOIL | potassium | K | Plant Root Simulator | PLANT_ROOT_SIMULATOR | Plant Root Simulator - PRS | Saturated paste | in situ probe | 24 hrs | ICP-OES | MEASURED | mg/m2 | mg1[m2]-1 | PROPRIETARY | VALID | Western Ag Innovations | 2013. Ion Supply Rates Using PRS® Probes, pp. 1149-152 in R. O. Miller, R Gavlak and D Horneck, eds. Soil, Plant and Water Reference Methods for the Western Region. WREP-125, 4th Edition.
L_MODV2_SOIL_K_041 | SOIL | potassium | K | Plant Root Simulator | PLANT_ROOT_SIMULATOR | Plant Root Simulator - PRS | Saturated paste | in situ probe | 24 hrs | ICP-OES | MEASURED | mg/m2 | mg1[m2]-1 | PROPRIETARY | VALID | Western Ag Innovations | 2013. Ion Supply Rates Using PRS® Probes, pp. 1149-152 in R. O. Miller, R Gavlak and D Horneck, eds. Soil, Plant and Water Reference Methods for the Western Region. WREP-125, 4th Edition.
L_MODV2_SOIL_K_042 | SOIL | potassium | K | Saturated paste | SATURATED_PASTE | Soil saturated with DI water, subsequent extraction and retained for analysis | Saturated paste | m/m | 4 hrs | ICP-OES / AAS | MEASURED | meq/L | meq1l-1 | OFFICIAL | VALID | USDA | US Salinity Staff, 1954. L.A Richards (ed.) Diagnosis and improvement of saline alkali soils. 160 p. USDA Handb. 60 US Govt. Print Office, Washington DC.
L_MODV2_SOIL_K_043 | SOIL | potassium | K | Sodium Bicarbonate | SODIUM_BICARBONATE | Bicarbonate, 0.5M NaHCO3, pH 8.5 | 1:20 | m/v | 30 min | ICP-OES / AAS | MEASURED | g/kg | g1kg-1 | PROVISIONAL | VALID | WERA-103 | Soil, Plant and Water Reference Methods for the Western Region, 4th Edition, 2013, WERA-103. Method S-4.10
L_MODV2_SOIL_K_044 | SOIL | potassium | K | Sulfuric Acid | SULFURIC_ACID | 0.005 M H2SO4 | 1:10 | m/v |  |  | MEASURED | g/kg | g1kg-1 | EXPERIMENTAL | VALID
L_MODV2_SOIL_K_045 | SOIL | potassium | K | Truog | TRUOG | Truog, 0.002N H2S04 buffered with NH4HS04, pH 3.0 | 1:200 | m/v | 30 min | ICP-OES / AAS | MEASURED | g/kg | g1kg-1 | PROVISIONAL | VALID
L_MODV2_SOIL_K_046 | SOIL | potassium | K | Truog, Modified | TRUOG_MODIFIED | Modified Truog, 0.001N H2S04 buffered with 3% NH4HS04, pH 3.0 | 1:100 | m/v | 30 min | ICP-OES / AAS | MEASURED | g/kg | g1kg-1 | EXPERIMENTAL | VALID
L_MODV2_SOIL_K_047 | SOIL | potassium | K | Slurry | SLURRY | Dionized Water | 5:1 |  |  | ICP | MEASURED | g/kg | g1kg-1 | EXPERIMENTAL | RETIRED
L_MODV2_SOIL_K_048 | SOIL | potassium | K | [6 empty] | Calculation | MEASURED | g/kg | g1kg-1 | EXPERIMENTAL | RETIRED
L_MODV2_SOIL_K_049 | SOIL | potassium | K | Aqua Regia | AQUA_REGIA | Aqua Regia (3:1 mixture of hydrochloric (HCl) and nitric (HNO3) acids) | 1:10 | m/v | 20 min | ICP-OES / ICP-MS | MEASURED | g/kg | g1kg-1 | PROVISIONAL | VALID | ISO | ISO standard 11466 or EPA 3051A
L_MODV2_SOIL_K_050 | SOIL | potassium | K | EPA 3050 | EPA_3050 | EPA 3050 Digestion (Nitric Acid, Hydrogen Peroxide), EPA 6010B Determination (ICP-OES) | 1:15 (varies) | m/v | Heat to 95C, reflux for 15 minutes, cool, then add 5 mL HNO3 and reflux for 30 minutes. Repeat last step as required. | ICP-OES | MEASURED | g/kg | g1kg-1 | OFFICIAL | VALID | US-EPA | U.S. EPA. 1996. “Method 3050B: Acid Digestion of Sediments, Sludges, and Soils,” Revision 2. Washington, DC. / EPA Method 3050B (SW-846): Acid Digestion of Sediments, Sludges, and Soils, 1996.
L_MODV2_SOIL_KFF_001 | SOIL | potassium fixation factor | KFF | Mehlich 3 | MEHLICH_3 | Mehlich 3 (calculated Potassium Fixation Factor) | Calculation | Calculation | Calculation | Calculation | MEASURED | % | prcnt | EXPERIMENTAL | VALID
L_MODV2_SOIL_KFF_002 | SOIL | potassium fixation factor | KFF | Mehlich 3 | MEHLICH_3 | Mehlich 3 (calculated Potassium Fixation Factor) | Calculation | Calculation | Calculation | Calculation | MEASURED | % | prcnt | EXPERIMENTAL | VALID
L_MODV2_SOIL_KFF_003 | SOIL | potassium fixation factor | KFF | Mehlich 3 | MEHLICH_3 | Mehlich 3 (calculated Potassium Fixation Factor) | Calculation | Calculation | Calculation | Calculation | MEASURED | % | prcnt | EXPERIMENTAL | VALID
L_MODV2_SOIL_PINDEX_001 | SOIL | potassium index | PINDEX | Mehlich 3 | MEHLICH_3 |  |  |  |  | Calculation | Calculation | None | none | EXPERIMENTAL | INVALID
L_MODV2_SOIL_PINDEX_002 | SOIL | potassium index | PINDEX | Mehlich 3 ICP | MEHLICH_3_ICP |  |  |  |  | ICP, AAS | Calculation | None | none | EXPERIMENTAL | INVALID
L_MODV2_SOIL_KINDEX_001 | SOIL | potassium index | KINDEX | Mehlich 3 | MEHLICH_3 |  |  |  |  | Calculation | Calculation | None | none | EXPERIMENTAL | RETIRED
L_MODV2_SOIL_KINDEX_002 | SOIL | potassium index | KINDEX | Mehlich 3 ICP | MEHLICH_3_ICP |  |  |  |  | ICP, AAS | Calculation | None | none | EXPERIMENTAL | RETIRED
L_MODV2_SOIL_TK_001 | SOIL | potassium, total | TK | Kjeldahl | KJELDAHL | 18 M H2SO4 |  |  |  |  | MEASURED | g/kg | g1kg-1 | EXPERIMENTAL | VALID
L_MODV2_SOIL_TK_002 | SOIL | potassium, total | TK | Kjeldahl | KJELDAHL | 18 M H2SO4 |  |  |  |  | MEASURED | g/kg | g1kg-1 | EXPERIMENTAL | VALID
L_MODV2_SOIL_TK_003 | SOIL | potassium, total | TK | Nitric Acid | NITRIC_ACID | Nitric Acid |  |  |  |  | MEASURED | g/kg | g1kg-1 | EXPERIMENTAL | VALID
L_MODV2_SOIL_POTMN_001 | SOIL | potential mineralizable nitrogen | POTMN | Permanganate Mineralizable Nitrogen | PERMANGANATE_MINERALIZABLE_NITROGEN |  |  |  |  | Spectrophotometric | MEASURED | g/kg | g1kg-1 | EXPERIMENTAL | INVALID
L_MODV2_SOIL_POTMN_002 | SOIL | potential mineralizable nitrogen | POTMN | Permanganate Mineralizable Nitrogen | PERMANGANATE_MINERALIZABLE_NITROGEN |  |  |  |  | Spectrophotometric | MEASURED | g/kg | g1kg-1 | EXPERIMENTAL | RETIRED
L_MODV2_SOIL_POTMN_003 | SOIL | potential mineralizable nitrogen | POTMN | Potassium Chloride | POTASSIUM_CHLORIDE | 2.0 M KCl | 3:25 | m/v | 16 hrs | Spectrophotometric | MEASURED | g/kg | g1kg-1 | OFFICIAL | VALID | ASPAC | Rayment, G. and J. Lyons. 2011. Soil Chemical Methods - Australasia, CSIRO, Method 7d, pp 134-140
L_MODV2_SOIL_POTOXC_001 | SOIL | potential oxidizable carbon | POTOXC | Permanganate, Oxidizable Carbon | PERMANGANATE_OXIDIZABLE_CARBON |  |  |  |  | Spectrophotometric | MEASURED | g/kg | g1kg-1 | EXPERIMENTAL | RETIRED
L_MODV2_SOIL_POTMN_001 | SOIL | potentially mineralizable nitrogen (PMN) | POTMN | Potassium Chloride | POTASSIUM_CHLORIDE | 2.0 M KCl | 3:25 | m/v | 16 hrs | Spectrophotometric | MEASURED | g/kg | g1kg-1 | OFFICIAL | INVALID | ASPAC | Rayment, G. and J. Lyons. 2011. Soil Chemical Methods - Australasia, CSIRO, Method 7d, pp 134-140
L_MODV2_SOIL_SREF_001 | SOIL | reflectance | SREF | Reflectance | REFLECTANCE | Diffuse reflectance spectroscopy | 1:10 | m/v |  | Reflectance | MEASURED | % | prcnt | OFFICIAL | VALID | Soil Health Institute | Veum, et al., 2015
L_MODV2_SOIL_RZM_001 | SOIL | rootzone moisture | RZM | Drying, Depth & Bulk Density | DRYING_DEPTH_AND_BULK_DENSITY |  |  |  |  | Gravimetric | MEASURED | % | prcnt | EXPERIMENTAL | RETIRED
L_MODV2_SOIL_SAND_001 | SOIL | sand | SAND | Sodium Hexametaphosphate Solution / Electrical Mixer | SODIUM_HEXAMETAPHOSPHATE_SOLUTION_ELECTRICAL_MIXER | Dispersion / Sieve / Weigh | 1:20 (varies) | m/m |  | Gravimetric | Calculation | % | prcnt | OFFICIAL | VALID | SSSA | Methods of Soil Analysis: Part 4 Physical Methods, 5.4. Gee and Or, 2002. Chapter 2.4. Particle-Size Analysis, pages 265-269.
L_MODV2_SOIL_SAND_002 | SOIL | sand | SAND | Sodium Hexametaphosphate Solution / Electrical Mixer | SODIUM_HEXAMETAPHOSPHATE_SOLUTION_ELECTRICAL_MIXER | Dispersion / Laser Diffraction | 1:20 (varies) | m/m | 5 min | Diffraction | MEASURED | % | prcnt | PROVISIONAL | VALID | SSSA | Methods of Soil Analysis: Part 4 Physical Methods, 5.4. Gee and Or, 2002. Chapter 2.4. Particle-Size Analysis, pages 286-288.
L_MODV2_SOIL_SAND_003 | SOIL | sand | SAND | Sodium Hexametaphosphate Solution / Electrical Mixer | SODIUM_HEXAMETAPHOSPHATE_SOLUTION_ELECTRICAL_MIXER | Dispersion / Sedimentation / Hydrometer | 1:20 (varies) | m/m | 5 min | Hydrometer | MEASURED | % | prcnt | OFFICIAL | VALID | SSSA | Methods of Soil Analysis: Part 4 Physical Methods, 5.4. Gee and Or, 2002. Chapter 2.4. Particle-Size Analysis, pages 278-283.
L_MODV2_SOIL_SAND_004 | SOIL | sand | SAND | Sodium Hexametaphosphate Solution / Electrical Mixer | SODIUM_HEXAMETAPHOSPHATE_SOLUTION_ELECTRICAL_MIXER | Dispersion / Sieve / Weigh | 1:20 (varies) | m/m | 5 min | Gravimetric | MEASURED | % | prcnt | OFFICIAL | VALID | SSSA | Methods of Soil Analysis: Part 4 Physical Methods, 5.4. Gee and Or, 2002. Chapter 2.4. Particle-Size Analysis, pages 272-278.
L_MODV2_SOIL_SANDC_001 | SOIL | sand - coarse | SANDC | Sodium Hexametaphosphate Solution / Electrical Mixer | SODIUM_HEXAMETAPHOSPHATE_SOLUTION_ELECTRICAL_MIXER | Dispersion / Sieve / Weigh | 1:20 (varies) | m/m |  | Gravimetric | Calculation | % | prcnt | OFFICIAL | VALID | SSSA | Methods of Soil Analysis: Part 4 Physical Methods, 5.4. Gee and Or, 2002. Chapter 2.4. Particle-Size Analysis, pages 265-269.
L_MODV2_SOIL_SANDC_002 | SOIL | sand - coarse | SANDC | Sodium Hexametaphosphate Solution / Electrical Mixer | SODIUM_HEXAMETAPHOSPHATE_SOLUTION_ELECTRICAL_MIXER | Dispersion / Sieve / Weigh | 1:20 (varies) | m/m |  | Gravimetric | Calculation | % | prcnt | OFFICIAL | VALID | SSSA | Methods of Soil Analysis: Part 4 Physical Methods, 5.4. Gee and Or, 2002. Chapter 2.4. Particle-Size Analysis, pages 265-269.
L_MODV2_SOIL_SANDC_003 | SOIL | sand - coarse | SANDC | Sodium Hexametaphosphate Solution / Electrical Mixer | SODIUM_HEXAMETAPHOSPHATE_SOLUTION_ELECTRICAL_MIXER | Dispersion / Sieve / Weigh | 1:20 (varies) | m/m |  | Gravimetric | Calculation | % | prcnt | OFFICIAL | VALID | SSSA | Methods of Soil Analysis: Part 4 Physical Methods, 5.4. Gee and Or, 2002. Chapter 2.4. Particle-Size Analysis, pages 265-269.
L_MODV2_SOIL_SANDC_004 | SOIL | sand - coarse | SANDC | Sodium Hexametaphosphate Solution / Electrical Mixer | SODIUM_HEXAMETAPHOSPHATE_SOLUTION_ELECTRICAL_MIXER | Dispersion / Sieve / Weigh, 500 - 1000 um | 1:20 (varies) | m/m | 120 min | Gravimetric | MEASURED | % | prcnt | OFFICIAL | VALID | ASTM | ASTM D-2487 Classification of Soils for Engineering Purposes (United Soil Classification System)
L_MODV2_SOIL_SANDF_001 | SOIL | sand - fine | SANDF | Sodium Hexametaphosphate Solution / Electrical Mixer | SODIUM_HEXAMETAPHOSPHATE_SOLUTION_ELECTRICAL_MIXER | Dispersion / Sieve / Weigh | 1:20 (varies) | m/m |  | Gravimetric | Calculation | % | prcnt | OFFICIAL | VALID | SSSA | Methods of Soil Analysis: Part 4 Physical Methods, 5.4. Gee and Or, 2002. Chapter 2.4. Particle-Size Analysis, pages 265-269.
L_MODV2_SOIL_SANDF_002 | SOIL | sand - fine | SANDF | Sodium Hexametaphosphate Solution / Electrical Mixer | SODIUM_HEXAMETAPHOSPHATE_SOLUTION_ELECTRICAL_MIXER | Dispersion / Sieve / Weigh | 1:20 (varies) | m/m |  | Gravimetric | Calculation | % | prcnt | OFFICIAL | VALID | SSSA | Methods of Soil Analysis: Part 4 Physical Methods, 5.4. Gee and Or, 2002. Chapter 2.4. Particle-Size Analysis, pages 265-269.
L_MODV2_SOIL_SANDF_003 | SOIL | sand - fine | SANDF | Sodium Hexametaphosphate Solution / Electrical Mixer | SODIUM_HEXAMETAPHOSPHATE_SOLUTION_ELECTRICAL_MIXER | Dispersion / Sieve / Weigh | 1:20 (varies) | m/m |  | Gravimetric | Calculation | % | prcnt | OFFICIAL | VALID | SSSA | Methods of Soil Analysis: Part 4 Physical Methods, 5.4. Gee and Or, 2002. Chapter 2.4. Particle-Size Analysis, pages 265-269.
L_MODV2_SOIL_SANDF_004 | SOIL | sand - fine | SANDF | Sodium Hexametaphosphate Solution / Electrical Mixer | SODIUM_HEXAMETAPHOSPHATE_SOLUTION_ELECTRICAL_MIXER | Dispersion / Sieve / Weigh, 150 - 250 um | 1:20 (varies) | m/m | 120 min | Gravimetric | MEASURED | % | prcnt | OFFICIAL | VALID | ASTM | ASTM D-2487 Classification of Soils for Engineering Purposes (United Soil Classification System)
L_MODV2_SOIL_SANDM_001 | SOIL | sand - medium | SANDM | Sodium Hexametaphosphate Solution / Electrical Mixer | SODIUM_HEXAMETAPHOSPHATE_SOLUTION_ELECTRICAL_MIXER | Dispersion / Sieve / Weigh, 250 - 500 um | 1:20 (varies) | m/m | 120 min | Gravimetric | MEASURED | % | prcnt | OFFICIAL | VALID | ASTM | ASTM D-2487 Classification of Soils for Engineering Purposes (United Soil Classification System)
L_MODV2_SOIL_SANDVC_001 | SOIL | sand - very coarse | SANDVC | Sodium Hexametaphosphate Solution / Electrical Mixer | SODIUM_HEXAMETAPHOSPHATE_SOLUTION_ELECTRICAL_MIXER | Dispersion / Sieve / Weigh, 1000 - 2000 um | 1:20 (varies) | m/m | 120 min | Gravimetric | MEASURED | % | prcnt | OFFICIAL | VALID | ASTM | ASTM D-2487 Classification of Soils for Engineering Purposes (United Soil Classification System)
L_MODV2_SOIL_SANDVF_001 | SOIL | sand - very fine | SANDVF | Sodium Hexametaphosphate Solution / Electrical Mixer | SODIUM_HEXAMETAPHOSPHATE_SOLUTION_ELECTRICAL_MIXER | Dispersion / Sieve / Weigh, 50 - 150 um | 1:20 (varies) | m/m | 120 min | Gravimetric | MEASURED | % | prcnt | OFFICIAL | VALID | ASTM | ASTM D-2487 Classification of Soils for Engineering Purposes (United Soil Classification System)
L_MODV2_SOIL_SHC_001 | SOIL | saturated hydraulic conductivity | SHC | Head Method | HEAD_METHOD | Two-ponding head method in field with Saturo™ | Saturation | Saturation | Varies | Volume | MEASURED | cm/hr | cm1hr-1 | OFFICIAL | VALID | Soil Health Institute | Methods of Soil Analysis: Part 4 Physical Methods, 5.4. Gee and Or, 2002. Chapter 3.4.3. Field Methods (Vadose and Saturated Zone Techniques), pages 817-843./ Saturo™ (https://www.metergroup.com/en/meter-environment/products/saturo-infiltrometer-field-saturated-hydraulic-conductivity)
L_MODV2_SOIL_SATPP_001 | SOIL | saturation paste % | SATPP | [6 empty] | Calculation | MEASURED | % | prcnt | EXPERIMENTAL | RETIRED
L_MODV2_SOIL_SE_001 | SOIL | selenium | SE | Aqua Regia | AQUA_REGIA | Aqua Regia (3:1 mixture of hydrochloric (HCl) and nitric (HNO3) acids) | 1:10 | m/v | 20 min | ICP-OES / ICP-MS | MEASURED | g/kg | g1kg-1 | PROVISIONAL | VALID | ISO | ISO standard 11466 or EPA 3051A
L_MODV2_SOIL_SE_002 | SOIL | selenium | SE | Calcium Chloride | CALCIUM_CHLORIDE | 0.01 M CaCl2 | 1:10 | m/v | 120 min | ICP-MS | MEASURED | g/kg | g1kg-1 | OFFICIAL | VALID | WEPAL | Houba, V.J.G.; Novozamsky, I.; Lexmond, T.M.; Van der Lee, J.J., 2008. Applicability of 0.01 M CaCl2 as a single extraction solution for the assessment of the nutrient status of soils and other diagnostic purposes. Communications in Soil Science and Plant Analysis, Volume 21, 1990 - Issue 19-20.
L_MODV2_SOIL_SE_003 | SOIL | selenium | SE | EPA 3050 | EPA_3050 | EPA 3050 Digestion (Nitric Acid, Hydrogen Peroxide), EPA 6010B Determination (ICP-OES) | 1:15 (varies) | m/v | Heat to 95C, reflux for 15 minutes, cool, then add 5 mL HNO3 and reflux for 30 minutes. Repeat last step as required. | ICP-OES | MEASURED | g/kg | g1kg-1 | OFFICIAL | VALID | US-EPA | U.S. EPA. 1996. “Method 3050B: Acid Digestion of Sediments, Sludges, and Soils,” Revision 2. Washington, DC. / EPA Method 3050B (SW-846): Acid Digestion of Sediments, Sludges, and Soils, 1996.
L_MODV2_SOIL_SE_004 | SOIL | selenium | SE | Saturated paste | SATURATED_PASTE | Soil saturated with DI water, subsequent extraction and retained for analysis | Saturated paste | m/m | 4 hrs | ICP-OES / ICP-MS | MEASURED | g/kg | g1kg-1 | OFFICIAL | VALID | WERA-103 | Soil, Plant and Water Reference Methods for the Western Region, 4th Edition, 2013. Method S-15.1
L_MODV2_SOIL_SE_005 | SOIL | selenium | SE | EPA 3051A/B | EPA_3051A_B | EPA 3051A/B Microwave Digestion (Nitric Acid, Hydrochloric Acid), EPA 6010B Determination (ICP-OES) |  |  |  |  | MEASURED | g/kg | g1kg-1 | OFFICIAL | VALID | US-EPA | U.S. EPA. 1996. “Method 3050B: Acid Digestion of Sediments, Sludges, and Soils,” Revision 2. Washington, DC. / EPA Method 3050B (SW-846): Acid Digestion of Sediments, Sludges, and Soils, 1996.
L_MODV2_SOIL_SE_006 | SOIL | selenium | SE | EPA 3052 | EPA_3052 | EPA 3052 MIcrowave Digestion (Nitric Acid, Hydrofluoric Acid), EPA 6010B Determination (ICP-OES) |  |  |  |  | MEASURED | g/kg | g1kg-1 | OFFICIAL | VALID | US-EPA | U.S. EPA. 1996. “Method 3050B: Acid Digestion of Sediments, Sludges, and Soils,” Revision 2. Washington, DC. / EPA Method 3050B (SW-846): Acid Digestion of Sediments, Sludges, and Soils, 1996.
L_MODV2_SOIL_STCM_001 | SOIL | short-term carbon mineralization | STCM | Incubation | INCUBATION | 1-day incubation followed by CO2-C evolution and capture at 50% water-filled pore space. | 50% water-filled pore space | m/v | 24 hrs | Electrical Conductivity | MEASURED | g/kg | g1kg-1 | OFFICIAL | SUPERSEDED | Soil Health Institute | Zibilske, 1994
L_MODV2_SOIL_STCM_002 | SOIL | short-term carbon mineralization | STCM | Incubation | INCUBATION | 1-day incubation followed by CO2-C evolution and capture at 50% water-filled pore space. | 50% water-filled pore space | m/v | 24 hrs | Infrared gas analyzer( IRGA) | MEASURED | g/kg | g1kg-1 | OFFICIAL | SUPERSEDED | Soil Health Institute | Zibilske, 1994
L_MODV2_SOIL_STCM_003 | SOIL | short-term carbon mineralization | STCM | Incubation | INCUBATION | 1-day incubation followed by CO2-C evolution and capture at 50% water-filled pore space. | 50% water-filled pore space | m/v | 24 hrs | Titration | MEASURED | g/kg | g1kg-1 | OFFICIAL | SUPERSEDED | Soil Health Institute | Zibilske, 1994
L_MODV2_SOIL_STCM_004 | SOIL | short-term carbon mineralization | STCM | Incubation | INCUBATION | 1-day incubation followed by CO2-C evolution and capture at 50% water-filled pore space. | 50% water-filled pore space | m/v | 24 hrs | CO2 Paddle | MEASURED | g/kg | g1kg-1 | PROVISIONAL | SUPERSEDED | Woods End Laboratories | Solvita Gel System; https://solvita.com/co2-burst/
L_MODV2_SOIL_STCM_005 | SOIL | short-term carbon mineralization | STCM | Incubation | INCUBATION | 3-day incubation followed by CO2-C evolution and capture at 50% water-filled pore space. | 50% water-filled pore space | m/v | 3 Days | Electrical Conductivity | MEASURED | g/kg | g1kg-1 | OFFICIAL | SUPERSEDED | Soil Health Institute | Zibilske, 1994
L_MODV2_SOIL_STCM_006 | SOIL | short-term carbon mineralization | STCM | Incubation | INCUBATION | 3-day incubation followed by CO2-C evolution and capture at 50% water-filled pore space. | 50% water-filled pore space | m/v | 3 Days | Infrared gas analyzer( IRGA) | MEASURED | g/kg | g1kg-1 | OFFICIAL | SUPERSEDED | Soil Health Institute | Zibilske, 1994
L_MODV2_SOIL_STCM_007 | SOIL | short-term carbon mineralization | STCM | Incubation | INCUBATION | 3-day incubation followed by CO2-C evolution and capture at 50% water-filled pore space. | 50% water-filled pore space | m/v | 3 Days | Titration | MEASURED | g/kg | g1kg-1 | OFFICIAL | SUPERSEDED | Soil Health Institute | Zibilske, 1994
L_MODV2_SOIL_STCM_008 | SOIL | short-term carbon mineralization | STCM | Incubation | INCUBATION | 4-day incubation followed by CO2-C evolution and capture at 50% water-filled pore space. | 50% water-filled pore space | m/v | 4 Days | Electrical Conductivity | MEASURED | g/kg | g1kg-1 | OFFICIAL | SUPERSEDED | Soil Health Institute | Zibilske, 1994
L_MODV2_SOIL_STCM_009 | SOIL | short-term carbon mineralization | STCM | Incubation | INCUBATION | 4-day incubation followed by CO2-C evolution and capture at 50% water-filled pore space. | 50% water-filled pore space | m/v | 4 Days | Infrared gas analyzer( IRGA) | MEASURED | g/kg | g1kg-1 | OFFICIAL | SUPERSEDED | Soil Health Institute | Zibilske, 1994
L_MODV2_SOIL_STCM_010 | SOIL | short-term carbon mineralization | STCM | Incubation | INCUBATION | 4-day incubation followed by CO2-C evolution and capture at 50% water-filled pore space. | 50% water-filled pore space | m/v | 4 Days | Titration | MEASURED | g/kg | g1kg-1 | OFFICIAL | SUPERSEDED | Soil Health Institute | Zibilske, 1994
L_MODV2_SOIL_STCM_011 | SOIL | short-term carbon mineralization | STCM | Incubation | INCUBATION | 7-day incubation followed by CO2-C evolution and capture at 50% water-filled pore space. | 50% water-filled pore space | m/v | 7 Days | Electrical Conductivity | MEASURED | g/kg | g1kg-1 | OFFICIAL | SUPERSEDED | Soil Health Institute | Zibilske, 1994
L_MODV2_SOIL_STCM_012 | SOIL | short-term carbon mineralization | STCM | Incubation | INCUBATION | 7-day incubation followed by CO2-C evolution and capture at 50% water-filled pore space. | 50% water-filled pore space | m/v | 7 Days | Infrared gas analyzer( IRGA) | MEASURED | g/kg | g1kg-1 | OFFICIAL | SUPERSEDED | Soil Health Institute | Zibilske, 1994
L_MODV2_SOIL_STCM_013 | SOIL | short-term carbon mineralization | STCM | Incubation | INCUBATION | 7-day incubation followed by CO2-C evolution and capture at 50% water-filled pore space. | 50% water-filled pore space | m/v | 7 Days | Titration | MEASURED | g/kg | g1kg-1 | OFFICIAL | SUPERSEDED | Soil Health Institute | Zibilske, 1994
L_MODV2_SOIL_SI_001 | SOIL | silicon | SI | Acetic Acid | ACETIC_ACID | 0.5 M Acetic Acid | 1:2.5 | m/v | Stand for 20 hr, shake for 50 min | ICP-OES | MEASURED | g/kg | g1kg-1 | OFFICIAL | VALID | NECC-1812 | Recommended Soil Testing Procedures for the Northeastern United States, NECC-1812 Publication No. 493, 3rd Edition, 2011, Chapter 12.
L_MODV2_SOIL_SI_002 | SOIL | silicon | SI | Calcium Chloride | CALCIUM_CHLORIDE | 0.01 M CaCl2 | 1:10 | m/v | 120 min | ICP-MS | MEASURED | g/kg | g1kg-1 | OFFICIAL | VALID | WEPAL | Houba, V.J.G.; Novozamsky, I.; Lexmond, T.M.; Van der Lee, J.J., 2008. Applicability of 0.01 M CaCl2 as a single extraction solution for the assessment of the nutrient status of soils and other diagnostic purposes. Communications in Soil Science and Plant Analysis, Volume 21, 1990 - Issue 19-20.
L_MODV2_SOIL_SI_003 | SOIL | silicon | SI | Calcium Chloride | CALCIUM_CHLORIDE | 0.01 M CaCl2 | 1:10 | m/v | 120 min | Spectrophotometric | MEASURED | g/kg | g1kg-1 | OFFICIAL | VALID | WEPAL | Houba, V.J.G.; Novozamsky, I.; Lexmond, T.M.; Van der Lee, J.J., 2008. Applicability of 0.01 M CaCl2 as a single extraction solution for the assessment of the nutrient status of soils and other diagnostic purposes. Communications in Soil Science and Plant Analysis, Volume 21, 1990 - Issue 19-20.
L_MODV2_SOIL_SI_004 | SOIL | silicon | SI | Potassium Chloride | POTASSIUM_CHLORIDE | 1.0 N KCl |  |  |  | ICP | MEASURED | g/kg | g1kg-1 | EXPERIMENTAL | RETIRED
L_MODV2_SOIL_SI_005 | SOIL | silicon | SI | Saturated paste | SATURATED_PASTE | Soil saturated with DI water, subsequent extraction and retained for analysis | Saturated paste | m/m | 4 hrs | ICP-OES | MEASURED | mg/L | mg1kg-1 | EXPERIMENTAL | VALID | USDA | US Salinity Staff, 1954. L.A Richards (ed.) Diagnosis and improvement of saline alkali soils. 160 p. USDA Handb. 60 US Govt. Print Office, Washington DC.
L_MODV2_SOIL_SI_006 | SOIL | silicon | SI | Sulfuric Acid | SULFURIC_ACID | 0.005 M H2SO4 |  | m/v |  | Spectrophotometric | MEASURED | g/kg | g1kg-1 | EXPERIMENTAL | VALID
L_MODV2_SOIL_SILT_001 | SOIL | silt | SILT | Sodium Hexametaphosphate Solution / Electrical Mixer | SODIUM_HEXAMETAPHOSPHATE_SOLUTION_ELECTRICAL_MIXER | Dispersion / Sieve / Weigh | 1:20 (varies) | m/m |  | Gravimetric | Calculation | % | prcnt | OFFICIAL | VALID | SSSA | Methods of Soil Analysis: Part 4 Physical Methods, 5.4. Gee and Or, 2002. Chapter 2.4. Particle-Size Analysis, pages 265-269.
L_MODV2_SOIL_SILT_002 | SOIL | silt | SILT | Sodium Hexametaphosphate Solution / Electrical Mixer | SODIUM_HEXAMETAPHOSPHATE_SOLUTION_ELECTRICAL_MIXER | Dispersion / Laser Diffraction | 1:20 (varies) | m/m | 5 min | Diffraction | MEASURED | % | prcnt | PROVISIONAL | VALID | SSSA | Methods of Soil Analysis: Part 4 Physical Methods, 5.4. Gee and Or, 2002. Chapter 2.4. Particle-Size Analysis, pages 286-288.
L_MODV2_SOIL_SILT_003 | SOIL | silt | SILT | Sodium Hexametaphosphate Solution / Electrical Mixer | SODIUM_HEXAMETAPHOSPHATE_SOLUTION_ELECTRICAL_MIXER | Dispersion / Sedimentation / Hydrometer | 1:20 (varies) | m/m | 5 min | Hydrometer | MEASURED | % | prcnt | OFFICIAL | VALID | SSSA | Methods of Soil Analysis: Part 4 Physical Methods, 5.4. Gee and Or, 2002. Chapter 2.4. Particle-Size Analysis, pages 278-283.
L_MODV2_SOIL_SILT_004 | SOIL | silt | SILT | Sodium Hexametaphosphate Solution / Electrical Mixer | SODIUM_HEXAMETAPHOSPHATE_SOLUTION_ELECTRICAL_MIXER | Dispersion / Sedimentation / Pipette / Weigh | 1:20 (varies) | m/m | 5 min | Gravimetric | MEASURED | % | prcnt | OFFICIAL | VALID | SSSA | Methods of Soil Analysis: Part 4 Physical Methods, 5.4. Gee and Or, 2002. Chapter 2.4. Particle-Size Analysis, pages 272-278.
L_MODV2_SOIL_SILTCLAY_001 | SOIL | silt+clay | SILTCLAY | Calculation | CALCULATION | Calculation | 1:20 (varies) | Calculation | Calculation | Gravimetric | Calculation | % | prcnt | OFFICIAL | VALID | USDA | USDA, U.S. Department of Agriculture (Soil Survey Staff, 1975);
L_MODV2_SOIL_AG_001 | SOIL | silver | AG | EPA 3050 | EPA_3050 | EPA 3050 Digestion (Nitric Acid, Hydrogen Peroxide), EPA 6010B Determination (ICP-OES) | 1:15 (varies) | m/v | Heat to 95C, reflux for 15 minutes, cool, then add 5 mL HNO3 and reflux for 30 minutes. Repeat last step as required. | ICP-OES | MEASURED | g/kg | g1kg-1 | OFFICIAL | VALID | US-EPA | U.S. EPA. 1996. “Method 3050B: Acid Digestion of Sediments, Sludges, and Soils,” Revision 2. Washington, DC. / EPA Method 3050B (SW-846): Acid Digestion of Sediments, Sludges, and Soils, 1996.
L_MODV2_SOIL_SLAKING_001 | SOIL | slaking | SLAKING | Slurry | SLURRY |  |  |  | 120 min | Observation | MEASURED | None | none | EXPERIMENTAL | RETIRED
L_MODV2_SOIL_NA_001 | SOIL | sodium | NA | Ammonium Acetate | AMMONIUM_ACETATE | 1.0 N Ammonium Acetate, pH 7.0 | 1:10 | m/v | 5 min | ICP-OES / AAS | MEASURED | g/kg | g1kg-1 | OFFICIAL | VALID | NCERA-13 | North Central Regional Research Publication No. 221 (Revised 2015), Chapter 7, pp 7.1-7.3
L_MODV2_SOIL_NA_002 | SOIL | sodium | NA | Ammonium Chloride | AMMONIUM_CHLORIDE | NH4Cl |  |  |  | ICP-OES | MEASURED | cmol/kg | mol1kg-1 | EXPERIMENTAL | RETIRED
L_MODV2_SOIL_NA_003 | SOIL | sodium | NA | Ammonium Chloride | AMMONIUM_CHLORIDE | NH4Cl w/ prewash |  |  |  | ICP-OES | MEASURED | cmol/kg | mol1kg-1 | EXPERIMENTAL | RETIRED
L_MODV2_SOIL_NA_004 | SOIL | sodium | NA | Ammonium Chloride/Barium Chloride | AMMONIUM_CHLORIDE_BARIUM_CHLORIDE | NH4Cl/BaCl2 |  |  |  | ICP-OES | MEASURED | cmol/kg | mol1kg-1 | EXPERIMENTAL | RETIRED
L_MODV2_SOIL_NA_005 | SOIL | sodium | NA | Calcium Chloride | CALCIUM_CHLORIDE | 0.01 M CaCl2 | 1:10 | m/v | 120 min | ICP-OES | MEASURED | g/kg | g1kg-1 | OFFICIAL | VALID | WEPAL | Houba, V.J.G.; Novozamsky, I.; Lexmond, T.M.; Van der Lee, J.J., 2008. Applicability of 0.01 M CaCl2 as a single extraction solution for the assessment of the nutrient status of soils and other diagnostic purposes. Communications in Soil Science and Plant Analysis, Volume 21, 1990 - Issue 19-20.
L_MODV2_SOIL_NA_006 | SOIL | sodium | NA | EPA 3050A/B | EPA_3050A_B | EPA 3050A/B Digestion (Nitric Acid, Hydrochloric Acid), EPA 6010B Determination (ICP-OES) | 1:15 (varies) | m/v | Heat to 95C, reflux for 15 minutes, cool, then add 5 mL HNO3 and reflux for 30 minutes. Repeat last step as required. | ICP-OES | MEASURED | g/kg | g1kg-1 | OFFICIAL | VALID | US-EPA | U.S. EPA. 1996. “Method 3050B: Acid Digestion of Sediments, Sludges, and Soils,” Revision 2. Washington, DC. / EPA Method 3050B (SW-846): Acid Digestion of Sediments, Sludges, and Soils, 1996.
L_MODV2_SOIL_NA_007 | SOIL | sodium | NA | EPA 3051A/B | EPA_3051A_B | EPA 3051A/B Microwave Digestion (Nitric Acid, Hydrochloric Acid), EPA 6010B Determination (ICP-OES) |  |  |  |  | MEASURED | g/kg | g1kg-1 | OFFICIAL | VALID | US-EPA
L_MODV2_SOIL_NA_008 | SOIL | sodium | NA | EPA 3052 | EPA_3052 | EPA 3052 MIcrowave Digestion (Nitric Acid, Hydrofluoric Acid), EPA 6010B Determination (ICP-OES) |  |  |  |  | MEASURED | g/kg | g1kg-1 | OFFICIAL | VALID | US-EPA
L_MODV2_SOIL_NA_009 | SOIL | sodium | NA | H3A-1 | H3A-1 |  |  |  |  | ICP | MEASURED | g/kg | g1kg-1 | EXPERIMENTAL | VALID
L_MODV2_SOIL_NA_010 | SOIL | sodium | NA | Lancaster Extraction | LANCASTER_EXTRACTION |  |  |  |  | ICP | MEASURED | mg/L | mg1kg-1 | OFFICIAL | VALID
L_MODV2_SOIL_NA_011 | SOIL | sodium | NA | Mehlich 1 | MEHLICH_1 | Mehlich 1 (0.05 M HCl + 0.0125 M H2SO4) | 1:5 | m/v | 5 min | ICP-OES / AAS | MEASURED | g/kg | g1kg-1 | OFFICIAL | VALID | SERA-6 | Soil Test Methods From the Southeastern United States, SERA-IEG-6, 2014, Chapter 4.2
L_MODV2_SOIL_NA_012 | SOIL | sodium | NA | Mehlich 2 | MEHLICH_2 | Mehlich 2 (0.2N CH3COOH + 0.015N NH4F + 0.2N NH4Cl + 0.012N HCl) | 1:10 | m/v | 5 min | ICP-OES / AAS | MEASURED | g/kg | g1kg-1 | OFFICIAL | VALID | NCSU | Mehlich A. 1978. New extractant for soil test evaluation of phosphorus, potassium, magnesium, calcium, sodium, manganese and zinc. Commun Soil Sci Plant Anal 9(6):477-92.
L_MODV2_SOIL_NA_013 | SOIL | sodium | NA | Mehlich 3 | MEHLICH_3 | Mehlich 3 (0.2N CH3COOH + 0.25N NH4NO3 + 0.013N HNO3 + 0.015N NH4F + 0.001M EDTA) | 1:10 | m/v | 5 min | ICP-OES / AAS | MEASURED | g/kg | g1kg-1 | OFFICIAL | VALID | SERA-6, NCERA-13, NEC-1812 | Soil Test Methods From the Southeastern United States, SERA-IEG-6, 2014, Chapter 4.3
L_MODV2_SOIL_NA_014 | SOIL | sodium | NA | Mehlich 3 | MEHLICH_3 | Mehlich 3 (0.2N CH3COOH + 0.25N NH4NO3 + 0.013N HNO3 + 0.015N NH4F + 0.001M EDTA) | 1:10 | v/v | 5 min | ICP-OES / AAS | MEASURED | mg/L | mg1kg-1 | OFFICIAL | VALID | SERA-6 | Soil Test Methods From the Southeastern United States, SERA-IEG-6, 2014, Chapter 4.3
L_MODV2_SOIL_NA_015 | SOIL | sodium | NA | Nitric Acid | NITRIC_ACID |  |  |  |  | ICP | MEASURED | % | prcnt | EXPERIMENTAL | RETIRED
L_MODV2_SOIL_NA_016 | SOIL | sodium | NA | Plant Root Simulator | PLANT_ROOT_SIMULATOR | Plant Root Simulator - PRS | Saturated paste |  |  | ICP | MEASURED | g/kg | g1kg-1 | EXPERIMENTAL | VALID
L_MODV2_SOIL_NA_017 | SOIL | sodium | NA | Potassium Chloride | POTASSIUM_CHLORIDE | 1.0 N KCl |  |  |  | ICP, AAS | MEASURED | g/kg | g1kg-1 | EXPERIMENTAL | RETIRED
L_MODV2_SOIL_NA_018 | SOIL | sodium | NA | Resin Extraction - Unibest | RESIN_EXTRACTION_-_UNIBEST |  |  |  |  | ICP-OES | MEASURED | g/kg | g1kg-1 | EXPERIMENTAL | VALID
L_MODV2_SOIL_NA_019 | SOIL | sodium | NA | Saturated paste | SATURATED_PASTE | Soil saturated with DI water, subsequent extraction and retained for analysis | Saturated paste | m/m | 4 hrs | ICP-OES / AAS | MEASURED | meq/L | meq1l-1 | OFFICIAL | VALID | USDA | US Salinity Staff, 1954. L.A Richards (ed.) Diagnosis and improvement of saline alkali soils. 160 p. USDA Handb. 60 US Govt. Print Office, Washington DC.
L_MODV2_SOIL_NA_020 | SOIL | sodium | NA | Slurry | SLURRY | Dionized Water | 1:1 |  |  | ICP | MEASURED | meq/L | meq1l-1 | EXPERIMENTAL | RETIRED
L_MODV2_SOIL_NA_021 | SOIL | sodium | NA | Slurry | SLURRY | Dionized Water | 20:1 |  |  | ICP | MEASURED | g/kg | g1kg-1 | EXPERIMENTAL | RETIRED
L_MODV2_SOIL_NA_022 | SOIL | sodium | NA | Slurry | SLURRY | Dionized Water | 5:1 |  |  | Ion Chromatography | MEASURED | g/kg | g1kg-1 | EXPERIMENTAL | RETIRED
L_MODV2_SOIL_NA_023 | SOIL | sodium | NA | Slurry | SLURRY | Dionized Water | 5:1 |  |  | ICP-OES | MEASURED | g/kg | g1kg-1 | EXPERIMENTAL | RETIRED
L_MODV2_SOIL_NA_024 | SOIL | sodium | NA | [6 empty] | Calculation | MEASURED | g/kg | g1kg-1 | EXPERIMENTAL | RETIRED
L_MODV2_SOIL_SAR_001 | SOIL | sodium adsorption ratio | SAR | Ammonium Acetate | AMMONIUM_ACETATE | Ammonium Acetate | Calculation | Calculation | Calculation | ICP-OES / AAS | Calculation | ratio | ratio | EXPERIMENTAL | VALID
L_MODV2_SOIL_SAR_002 | SOIL | sodium adsorption ratio | SAR | Slurry | SLURRY | Deionized Water | 1:5 | m/m |  | ICP-OES / AAS | Calculation | None | ratio | EXPERIMENTAL | VALID
L_MODV2_SOIL_SAR_003 | SOIL | sodium adsorption ratio | SAR | Saturated paste | SATURATED_PASTE | Soil saturated with DI water, subsequent extraction and retained for analysis | Saturated paste | m/m | 4 hrs | Calculation | MEASURED | Ratio | ratio | OFFICIAL | VALID | USDA, WERA-103 | US Salinity Staff, 1954. L.A Richards (ed.) Diagnosis and improvement of saline alkali soils. 160 p. USDA Handb. 60 US Govt. Print Office, Washington DC.
L_MODV2_SOIL_SOLIDS_001 | SOIL | solids, total | SOLIDS | [6 empty] | Calculation | MEASURED | % | prcnt | EXPERIMENTAL | RETIRED
L_MODV2_SOIL_SS_001 | SOIL | soluble salts | SS | Saturated paste | SATURATED_PASTE | Soil saturated with DI water, subsequent extraction and retained for analysis | Saturated paste | m/m | 4 hrs | Electrical Conductivity | MEASURED | g/kg | g1kg-1 | OFFICIAL | VALID | USDA | US Salinity Staff, 1954. L.A Richards (ed.) Diagnosis and improvement of saline alkali soils. 160 p. USDA Handb. 60 US Govt. Print Office, Washington DC.
L_MODV2_SOIL_SSINDEX_001 | SOIL | soluble salts index | SSINDEX | [6 empty] | Calculation | Calculation | None | none | EXPERIMENTAL | RETIRED
L_MODV2_SOIL_SR_001 | SOIL | strontium | SR | EPA 3050 | EPA_3050 | EPA 3050 Digestion (Nitric Acid, Hydrogen Peroxide), EPA 6010B Determination (ICP-OES) | 1:15 (varies) | m/v | Heat to 95C, reflux for 15 minutes, cool, then add 5 mL HNO3 and reflux for 30 minutes. Repeat last step as required. | ICP-OES | MEASURED | g/kg | g1kg-1 | OFFICIAL | VALID | US-EPA | U.S. EPA. 1996. “Method 3050B: Acid Digestion of Sediments, Sludges, and Soils,” Revision 2. Washington, DC. / EPA Method 3050B (SW-846): Acid Digestion of Sediments, Sludges, and Soils, 1996.
L_MODV2_SOIL_SR_002 | SOIL | strontium | SR | Mehlich 3 | MEHLICH_3 | Mehlich 3 (0.2N CH3COOH + 0.25N NH4NO3 + 0.013N HNO3 + 0.015N NH4F + 0.001M EDTA) | 1:10 | m/v | 5 min | ICP-OES / AAS | MEASURED | g/kg | g1kg-1 | PROVISIONAL | VALID
L_MODV2_SOIL_SO4S_001 | SOIL | sulfate-sulfur | SO4S | Calcium Phosphate | CALCIUM_PHOSPHATE | Calcium Phosphate | 1:2.5 | m/v | 30 min | Turbidimetric | MEASURED | g/kg | g1kg-1 | OFFICIAL | VALID | NCERA-13 | https://extension.missouri.edu/media/wysiwyg/Extensiondata/Pub/pdf/specialb/sb1001.pdf
L_MODV2_SOIL_SO4S_002 | SOIL | sulfate-sulfur | SO4S | Calcium Phosphate | CALCIUM_PHOSPHATE | Calcium Phosphate | 1:2.5 | m/v | 30 min | Turbidimetric | MEASURED | g/kg | g1kg-1 | OFFICIAL | VALID | NCERA-13 | https://extension.missouri.edu/media/wysiwyg/Extensiondata/Pub/pdf/specialb/sb1001.pdf
L_MODV2_SOIL_SO4S_003 | SOIL | sulfate-sulfur | SO4S | Slurry | SLURRY | Deionized Water | 1:1 | m/v |  | XRF-IMP | MEASURED | g/kg | g1kg-1 | EXPERIMENTAL | VALID
L_MODV2_SOIL_SO4S_004 | SOIL | sulfate-sulfur | SO4S | Slurry | SLURRY | Deionized Water | 1:1 | m/v |  | Turbidimetric | MEASURED | meq/L | meq1l-1 | EXPERIMENTAL | VALID
L_MODV2_SOIL_SO4S_005 | SOIL | sulfate-sulfur | SO4S | EPA 300.0 | EPA_300_0 | Deionized water - EPA 300.0 | 1:10 | m/v | 10 min | Ion Chromatography | MEASURED | mg/L | mg1kg-1 | OFFICIAL | VALID | US-EPA | EPA 300.0 Determination of Inorganic Anions by Ion Chromatography, Revision 2.1, August 1993.
L_MODV2_SOIL_SO4S_006 | SOIL | sulfate-sulfur | SO4S | Saturated paste | SATURATED_PASTE | Soil saturated with DI water, subsequent extraction and retained for analysis | Saturated paste | m/m | 4 hrs | Ion Chromatography | MEASURED | meq/L | meq1l-1 | PROVISIONAL | VALID | USDA | US Salinity Staff, 1954. L.A Richards (ed.) Diagnosis and improvement of saline alkali soils. 160 p. USDA Handb. 60 US Govt. Print Office, Washington DC.
L_MODV2_SOIL_SO4S_007 | SOIL | sulfate-sulfur | SO4S | Saturated paste | SATURATED_PASTE | Soil saturated with DI water, subsequent extraction and retained for analysis | Saturated paste | m/m | 4 hrs | Turbidimetric | MEASURED | meq/L | meq1l-1 | OFFICIAL | VALID | USDA | US Salinity Staff, 1954. L.A Richards (ed.) Diagnosis and improvement of saline alkali soils. 160 p. USDA Handb. 60 US Govt. Print Office, Washington DC.
L_MODV2_SOIL_S_001 | SOIL | sulfur | S | Ammonium Acetate | AMMONIUM_ACETATE | 1.0 N Ammonium Acetate, pH 7.0 | 1:10 | m/v | 5 min | ICP-OES | MEASURED | g/kg | g1kg-1 | PROVISIONAL | VALID | NCERA-13 | North Central Regional Research Publication No. 221 (Revised 2015), Chapter 7, pp 7.1-7.3
L_MODV2_SOIL_S_002 | SOIL | sulfur | S | Ammonium Acetate | AMMONIUM_ACETATE | 1.0 N Ammonium Acetate, pH 7.0 | 1:10 | m/v | 5 min | ICP-OES | MEASURED | g/kg | g1kg-1 | PROVISIONAL | VALID | NCERA-13 | North Central Regional Research Publication No. 221 (Revised 2015), Chapter 7, pp 7.1-7.3
L_MODV2_SOIL_S_003 | SOIL | sulfur | S | Ammonium Acetate | AMMONIUM_ACETATE |  |  |  |  | ICP-OES | MEASURED | g/kg | g1kg-1 | EXPERIMENTAL | VALID
L_MODV2_SOIL_S_004 | SOIL | sulfur | S | Calcium Chloride | CALCIUM_CHLORIDE | Calcium Chloride |  | m/v |  | ICP-OES | MEASURED | g/kg | g1kg-1 | EXPERIMENTAL | VALID
L_MODV2_SOIL_S_005 | SOIL | sulfur | S | Calcium Chloride | CALCIUM_CHLORIDE | Calcium Chloride |  | m/v | 30 min | ICP-OES | MEASURED | g/kg | g1kg-1 | PROVISIONAL | VALID |  | Shirisha, K., K.L. Sahrawat, K.V.S. Murthy, S.P. Wani, P.N. Gajbhiye, and S. Kundu. 2010. Comparative evaluation of ICP-AES and turbidimetric methods for determining extractable sulfur in soils. Jour. Indian Soc. Soil Sci. 58:323-326.
L_MODV2_SOIL_S_006 | SOIL | sulfur | S | Calcium Chloride | CALCIUM_CHLORIDE | 0.01 M CaCl2 | 1:10 | m/v | 120 min | ICP-OES | MEASURED | g/kg | g1kg-1 | OFFICIAL | VALID | WEPAL | Houba, V.J.G.; Novozamsky, I.; Lexmond, T.M.; Van der Lee, J.J., 2008. Applicability of 0.01 M CaCl2 as a single extraction solution for the assessment of the nutrient status of soils and other diagnostic purposes. Communications in Soil Science and Plant Analysis, Volume 21, 1990 - Issue 19-20.
L_MODV2_SOIL_S_007 | SOIL | sulfur | S | Calcium Phosphate | CALCIUM_PHOSPHATE | Calcium Phosphate | 1:2.5 | m/v | 30 min | ICP-OES | MEASURED | g/kg | g1kg-1 | OFFICIAL | VALID | NCERA-13 | https://extension.missouri.edu/media/wysiwyg/Extensiondata/Pub/pdf/specialb/sb1001.pdf
L_MODV2_SOIL_S_008 | SOIL | sulfur | S | Calcium Phosphate | CALCIUM_PHOSPHATE | Calcium Phosphate | 1:2.5 | m/v | 30 min | ICP-OES | MEASURED | g/kg | g1kg-1 | OFFICIAL | VALID | NCERA-13 | https://extension.missouri.edu/media/wysiwyg/Extensiondata/Pub/pdf/specialb/sb1001.pdf
L_MODV2_SOIL_S_009 | SOIL | sulfur | S | Combustion | COMBUSTION | Combustion | N/A | m |  | Combustion Analyzer | MEASURED | % | prcnt | EXPERIMENTAL | VALID
L_MODV2_SOIL_S_010 | SOIL | sulfur | S | Slurry | SLURRY | Deionized Water | 1:5 | m/v |  | ICP-OES | MEASURED | g/kg | g1kg-1 | EXPERIMENTAL | VALID
L_MODV2_SOIL_S_011 | SOIL | sulfur | S | Slurry | SLURRY | Deionized Water | 1:1 | m/v |  | ICP-OES | MEASURED | meq/L | meq1l-1 | EXPERIMENTAL | VALID
L_MODV2_SOIL_S_012 | SOIL | sulfur | S | Slurry | SLURRY | Deionized Water | 1:1 | m/v |  | ICP-OES | MEASURED | g/kg | g1kg-1 | EXPERIMENTAL | VALID
L_MODV2_SOIL_S_013 | SOIL | sulfur | S | Slurry | SLURRY | Deionized Water | 1:20 | m/v |  | ICP-OES | MEASURED | g/kg | g1kg-1 | EXPERIMENTAL | VALID
L_MODV2_SOIL_S_014 | SOIL | sulfur | S | Slurry | SLURRY | Deionized Water | 1:5 | m/v |  | XRF-IMP | MEASURED | g/kg | g1kg-1 | EXPERIMENTAL | VALID
L_MODV2_SOIL_S_015 | SOIL | sulfur | S | DTPA-Sorbitol | DTPA-SORBITOL | DTPA-Sorbitol (0.005 M DTPA, 0.01 M CaCl2 and 0.10 M Triethanolamine and 0.20M of Sorbitol, adjusted to pH 7.3 and .) | 1:2 | m/v | 120 min | ICP-OES | MEASURED | g/kg | g1kg-1 | PROVISIONAL | VALID | WERA-103, SERA 6 | Soil, Plant and Water Reference Methods for the Western Region, 4th Edition, 2013, WERA-103. Method S-6.12
L_MODV2_SOIL_S_016 | SOIL | sulfur | S | EPA 3050 | EPA_3050 | EPA 3050 Digestion (Nitric Acid, Hydrogen Peroxide), EPA 6010B Determination (ICP-OES) | 1:15 (varies) | m/v | Heat to 95C, reflux for 15 minutes, cool, then add 5 mL HNO3 and reflux for 30 minutes. Repeat last step as required. | ICP-OES | MEASURED | g/kg | g1kg-1 | OFFICIAL | VALID | US-EPA | U.S. EPA. 1996. “Method 3050B: Acid Digestion of Sediments, Sludges, and Soils,” Revision 2. Washington, DC. / EPA Method 3050B (SW-846): Acid Digestion of Sediments, Sludges, and Soils, 1996.
L_MODV2_SOIL_S_017 | SOIL | sulfur | S | EPA 3050A/B | EPA_3050A_B | EPA 3050A/B Digestion (Nitric Acid, Hydrochloric Acid), EPA 6010B Determination (ICP-OES) | 1:15 (varies) | m/v | Heat to 95C, reflux for 15 minutes, cool, then add 5 mL HNO3 and reflux for 30 minutes. Repeat last step as required. | ICP-OES | MEASURED | g/kg | g1kg-1 | OFFICIAL | VALID | US-EPA | U.S. EPA. 1996. “Method 3050B: Acid Digestion of Sediments, Sludges, and Soils,” Revision 2. Washington, DC. / EPA Method 3050B (SW-846): Acid Digestion of Sediments, Sludges, and Soils, 1996.
L_MODV2_SOIL_S_018 | SOIL | sulfur | S | EPA 3051A/B | EPA_3051A_B | EPA 3051A/B Microwave Digestion (Nitric Acid, Hydrochloric Acid), EPA 6010B Determination (ICP-OES) |  |  |  |  | MEASURED | g/kg | g1kg-1 | OFFICIAL | VALID | US-EPA
L_MODV2_SOIL_S_019 | SOIL | sulfur | S | EPA 3052 | EPA_3052 | EPA 3052 MIcrowave Digestion (Nitric Acid, Hydrofluoric Acid), EPA 6010B Determination (ICP-OES) |  |  |  |  | MEASURED | g/kg | g1kg-1 | OFFICIAL | VALID | US-EPA
L_MODV2_SOIL_S_020 | SOIL | sulfur | S | H3A-1 | H3A-1 | H3A-1 Extractant (H3A-1 0.0024 M citric acid + 0.004 M oxalic acid + 0.004 M malic acid at pH 3.75 ) | 1:10 | m/v | 10 min | ICP-OES | MEASURED | mg/L | mg1kg-1 | PROVISIONAL | VALID |  | Haney, R. L., et al. "Modifications to the new soil extractant H3A-1: A multinutrient extractant." Communications in soil science and plant analysis 41.12 (2010): 1513-1523.
L_MODV2_SOIL_S_021 | SOIL | sulfur | S | H3A-1 | H3A-1 | H3A-1 Extractant (H3A-1 0.0024 M citric acid + 0.004 M oxalic acid + 0.004 M malic acid at pH 3.75 ) | 1:10 | m/v | 10 min | ICP-OES | MEASURED | g/kg | g1kg-1 | PROVISIONAL | VALID |  | Haney, R. L., et al. "Modifications to the new soil extractant H3A-1: A multinutrient extractant." Communications in soil science and plant analysis 41.12 (2010): 1513-1523.
L_MODV2_SOIL_S_022 | SOIL | sulfur | S | Ion Exchange Resin | ION_EXCHANGE_RESIN | Resin Extraction - Unibest (0.5 M HCl) | Saturated paste | m/v | Varies | ICP-OES | MEASURED | g/kg | g1kg-1 | PROPRIETARY | VALID | UniBest, Inc | https://www.unibestinc.com/about
L_MODV2_SOIL_S_023 | SOIL | sulfur | S | Ion Exchange Resin | ION_EXCHANGE_RESIN | Resin Extraction - Unibest (0.5 M HCl) | Saturated paste | variable | 24 hrs | ICP-OES | MEASURED | g/kg | g1kg-1 | PROPRIETARY | VALID | UniBest, Inc | https://www.unibestinc.com/about
L_MODV2_SOIL_S_024 | SOIL | sulfur | S | Ion Exchange Resin | ION_EXCHANGE_RESIN | Resin Extraction - Unibest (0.5 M HCl) | Saturated paste | variable | 24 hrs | ICP-OES | MEASURED | g/kg | g1kg-1 | PROPRIETARY | VALID | UniBest, Inc | https://www.unibestinc.com/about
L_MODV2_SOIL_S_025 | SOIL | sulfur | S | Lancaster | LANCASTER | Lancaster Extraction (Solution A:0.05 M HCl, Solution B: 1.57 M glacial acetic acid, 0.063 M malonic acid, 0.089 M malic acid, 0.032 M ammonium fluoride, 0.012 M aluminum chloride hexahydrate) | 1:5 | m/v | Soil+Solution A, sit for 10 minutes. Add Solution B, shake for 10 minutes | ICP-OES | MEASURED | mg/L | mg1kg-1 | OFFICIAL | VALID | SERA-6 | Soil Test Methods From the Southeastern United States, SERA-IEG-6, 2014, Chapter 4.4
L_MODV2_SOIL_S_026 | SOIL | sulfur | S | Mehlich 3 | MEHLICH_3 | Mehlich 3 (0.2N CH3COOH + 0.25N NH4NO3 + 0.013N HNO3 + 0.015N NH4F + 0.001M EDTA) | 1:10 | m/v | 5 min | ICP-OES | MEASURED | g/kg | g1kg-1 | PROVISIONAL | VALID | SERA-6, NCERA-13, NEC-1812 | Soil Test Methods From the Southeastern United States, SERA-IEG-6, 2014, Chapter 4.3
L_MODV2_SOIL_S_027 | SOIL | sulfur | S | Mehlich 3 | MEHLICH_3 | Mehlich 3 (0.2N CH3COOH + 0.25N NH4NO3 + 0.013N HNO3 + 0.015N NH4F + 0.001M EDTA) | 1:10 | v/v | 5 min | ICP-OES | MEASURED | mg/L | mg1kg-1 | PROVISIONAL | VALID | SERA-6 | Soil Test Methods From the Southeastern United States, SERA-IEG-6, 2014, Chapter 4.3
L_MODV2_SOIL_S_028 | SOIL | sulfur | S | Modified Morgan | MODIFIED_MORGAN | Modified Morgan (0.62 N NH4OH + 1.25 N CH3COOH) | 1:10 | m/v | 15 min | ICP-OES | MEASURED | g/kg | g1kg-1 | PROVISIONAL | VALID | NECC-1812 | Recommended Soil Testing Procedures for the Northeastern United States, NECC-1812 Publication No. 493, 3rd Edition, 2011, Chapter 5.
L_MODV2_SOIL_S_029 | SOIL | sulfur | S | Modified Morgan | MODIFIED_MORGAN | Modified Morgan | 1:4 | v/v | 15 min | ICP-OES | MEASURED | g/kg | g1kg-1 | PROVISIONAL | VALID | NECC-1812 | Recommended Soil Testing Procedures for the Northeastern United States, NECC-1812 Publication No. 493, 3rd Edition, 2011, Chapter 5.
L_MODV2_SOIL_S_030 | SOIL | sulfur | S | Nitric Acid | NITRIC_ACID |  |  |  |  | ICP | MEASURED | % | prcnt | EXPERIMENTAL | RETIRED
L_MODV2_SOIL_S_031 | SOIL | sulfur | S | Plant Root Simulator | PLANT_ROOT_SIMULATOR | Plant Root Simulator - PRS | Saturated paste | in situ probe | 180 min | ICP-OES | MEASURED | mg/m2 | mg1[m2]-1 | PROPRIETARY | VALID | Western Ag Innovations | 2013. Ion Supply Rates Using PRS® Probes, pp. 1149-152 in R. O. Miller, R Gavlak and D Horneck, eds. Soil, Plant and Water Reference Methods for the Western Region. WREP-125, 4th Edition.
L_MODV2_SOIL_S_032 | SOIL | sulfur | S | Plant Root Simulator | PLANT_ROOT_SIMULATOR | Plant Root Simulator - PRS | Saturated paste | in situ probe | 24 hrs | ICP-OES | MEASURED | mg/m2 | mg1[m2]-1 | PROPRIETARY | VALID | Western Ag Innovations | 2013. Ion Supply Rates Using PRS® Probes, pp. 1149-152 in R. O. Miller, R Gavlak and D Horneck, eds. Soil, Plant and Water Reference Methods for the Western Region. WREP-125, 4th Edition.
L_MODV2_SOIL_S_033 | SOIL | sulfur | S | Plant Root Simulator | PLANT_ROOT_SIMULATOR | Plant Root Simulator - PRS | Saturated paste | in situ probe | 24 hrs | ICP-OES | MEASURED | mg/m2 | mg1[m2]-1 | PROPRIETARY | VALID | Western Ag Innovations | 2013. Ion Supply Rates Using PRS® Probes, pp. 1149-152 in R. O. Miller, R Gavlak and D Horneck, eds. Soil, Plant and Water Reference Methods for the Western Region. WREP-125, 4th Edition.
L_MODV2_SOIL_S_034 | SOIL | sulfur | S | Potassium Chloride | POTASSIUM_CHLORIDE | 0.25M KCl at 40C |  | m/v |  | ICP-OES | MEASURED | mg/L | mg1kg-1 | PROVISIONAL | VALID |  | Blair, Graeme J., et al. "Sulfur soil testing." Plant and soil 155.1 (1993): 383-386.
L_MODV2_SOIL_S_035 | SOIL | sulfur | S | Potassium Chloride | POTASSIUM_CHLORIDE | 1.0 N KCl |  | m/v |  | ICP-OES | MEASURED | g/kg | g1kg-1 | EXPERIMENTAL | VALID
L_MODV2_SOIL_S_036 | SOIL | sulfur | S | Saturated paste | SATURATED_PASTE | Soil saturated with DI water, subsequent extraction and retained for analysis | Saturated paste | m/m | 4 hrs | ICP-OES | MEASURED | meq/L | meq1l-1 | OFFICIAL | VALID | USDA | US Salinity Staff, 1954. L.A Richards (ed.) Diagnosis and improvement of saline alkali soils. 160 p. USDA Handb. 60 US Govt. Print Office, Washington DC.
L_MODV2_SOIL_SINDEX_001 | SOIL | sulfur index | SINDEX | Calculation | CALCULATION | Calculation | Calculation | Calculation | Calculation | Calculation | Calculation | None | none | EXPERIMENTAL | VALID
L_MODV2_SOIL_TEXTURE_001 | SOIL | textural classification | TEXTURE | Calculation | CALCULATION | Calculation | Calculation | Calculation | Calculation | Gravimetric | Calculation | Description | description | OFFICIAL | VALID | USDA | USDA, U.S. Department of Agriculture (Soil Survey Staff, 1975);
L_MODV2_SOIL_TEXTURE_002 | SOIL | textural classification | TEXTURE | Calculation | CALCULATION | Calculation | Calculation | Calculation | Calculation | Modeled on micro-pipette PSA | MEASURED | None | description | EXPERIMENTAL | VALID
L_MODV2_SOIL_TEXTURE_003 | SOIL | textural classification | TEXTURE | Calculation | CALCULATION | Calculation | Calculation | Calculation | Calculation | Calculation | MEASURED | Description | description | OFFICIAL | VALID | USDA | USDA, U.S. Department of Agriculture (Soil Survey Staff, 1975);
L_MODV2_SOIL_SN_001 | SOIL | tin | SN | EPA 3050A/B | EPA_3050A_B | EPA 3050A/B Digestion (Nitric Acid, Hydrochloric Acid), EPA 6010B Determination (ICP-OES) | 1:15 (varies) | m/v | Heat to 95C, reflux for 15 minutes, cool, then add 5 mL HNO3 and reflux for 30 minutes. Repeat last step as required. | ICP-OES | MEASURED | g/kg | g1kg-1 | OFFICIAL | VALID | US-EPA | U.S. EPA. 1996. “Method 3050B: Acid Digestion of Sediments, Sludges, and Soils,” Revision 2. Washington, DC. / EPA Method 3050B (SW-846): Acid Digestion of Sediments, Sludges, and Soils, 1996.
L_MODV2_SOIL_SN_002 | SOIL | tin | SN | EPA 3051A/B | EPA_3051A_B | EPA 3051A/B Microwave Digestion (Nitric Acid, Hydrochloric Acid), EPA 6010B Determination (ICP-OES) |  |  |  |  | MEASURED | g/kg | g1kg-1 | OFFICIAL | VALID | US-EPA
L_MODV2_SOIL_SN_003 | SOIL | tin | SN | EPA 3052 | EPA_3052 | EPA 3052 MIcrowave Digestion (Nitric Acid, Hydrofluoric Acid), EPA 6010B Determination (ICP-OES) |  |  |  |  | MEASURED | g/kg | g1kg-1 | OFFICIAL | VALID | US-EPA
L_MODV2_SOIL_TITACIDT_001 | SOIL | titratable acidity | TITACIDT | [6 empty] | Titration | MEASURED | cmol/kg | mol1kg-1 | EXPERIMENTAL | RETIRED
L_MODV2_SOIL_TCTN_001 | SOIL | total carbon:total nitrogen | TCTN | [6 empty] | Calculation | MEASURED | none | ratio | EXPERIMENTAL | RETIRED
L_MODV2_SOIL_TOCTN_001 | SOIL | total organic carbon: total nitrogen | TOCTN | [6 empty] | Calculation | MEASURED | none | ratio | EXPERIMENTAL | RETIRED
L_MODV2_SOIL_UNKNOWN_001 | SOIL | unknown | UNKNOWN | [7 empty] | MEASURED | None | none | EXPERIMENTAL | RETIRED
L_MODV2_SOIL_UREA_001 | SOIL | urea | UREA | Diacetyl Monoxime | DIACETYL_MONOXIME | 2M KCI, phenylmercuric acetate (PMA) | 1:10 | m | 60 min | Spectrophotometric | MEASURED | g/kg | g1kg-1 | OFFICIAL | VALID | SSSA | Methods of Soil Analysis: Part 2 Chemical and Microbiological Properties, 9.2.2, Second Edition, Chapter 34.
L_MODV2_SOIL_WEN_001 | SOIL | water extractable nitrogen (WEN) | WEN | Water / Reciprocating Shaker / Centrifuge | WATER_RECIPROCATING_SHAKER_CENTRIFUGE | Deionized water | 1:20 | m/m | 10 min | Spectrophotometric | MEASURED | g/kg | g1kg-1 | EXPERIMENTAL | VALID |  | Richard L. Haney, Alan. J. Franzluebbers, Virginia. L. Jin, Mari-Vaughn. Johnson, Elizabeth. B. Haney, Mike. J. White, Robert. D. Harmel 2012. Soil Organic C:N vs. Water-Extractable Organic C:N. J Soil Science 2: 269-274.
L_MODV2_SOIL_WEOC_001 | SOIL | water extractable organic carbon (WEOC) | WEOC | Slurry | SLURRY | Deionized water | 1:10 | m/v | 10 min | TOC Analyzer | MEASURED | g | g | EXPERIMENTAL | VALID |  | Cookson, W. R., Murphy, D. V., and Roper, M. M. (2008). Characterizing the relationships between soil organic matter components and microbial function and composition along a tillage disturbance gradient. Soil Biol. Biochem. 40, 763–777. doi: 10.1016/j.soilbio.2007.10.011
L_MODV2_SOIL_TDN_001 | SOIL | water extractable organic nitrogen (TDN) | TDN | Slurry | SLURRY | Deionized water | 1:10 | m/v | 10 min | TN Analyzer | MEASURED | g/kg | g1kg-1 | EXPERIMENTAL | VALID |  | Cookson, W. R., Murphy, D. V., and Roper, M. M. (2008). Characterizing the relationships between soil organic matter components and microbial function and composition along a tillage disturbance gradient. Soil Biol. Biochem. 40, 763–777. doi: 10.1016/j.soilbio.2007.10.011
L_MODV2_SOIL_WEON_001 | SOIL | water extractable organic nitrogen (WEON) | WEON | Water / Reciprocating Shaker / Centrifuge | WATER_RECIPROCATING_SHAKER_CENTRIFUGE | Deionized water | 1:20 | m/m | 10 min | Spectrophotometric | MEASURED | g/kg | g1kg-1 | EXPERIMENTAL | VALID |  | Richard L. Haney, Alan. J. Franzluebbers, Virginia. L. Jin, Mari-Vaughn. Johnson, Elizabeth. B. Haney, Mike. J. White, Robert. D. Harmel 2012. Soil Organic C:N vs. Water-Extractable Organic C:N. J Soil Science 2: 269-274.
L_MODV2_SOIL_WSCN_001 | SOIL | water soluble C:N ratio | WSCN | Water / Reciprocating Shaker / Centrifuge | WATER_RECIPROCATING_SHAKER_CENTRIFUGE | Deionized water | 1:20 | m/m | 10 min | Calculation | MEASURED | ratio | ratio | EXPERIMENTAL | VALID |  | Richard L. Haney, Alan. J. Franzluebbers, Virginia. L. Jin, Mari-Vaughn. Johnson, Elizabeth. B. Haney, Mike. J. White, Robert. D. Harmel 2012. Soil Organic C:N vs. Water-Extractable Organic C:N. J Soil Science 2: 269-274.
L_MODV2_SOIL_WSC_001 | SOIL | water soluble carbon | WSC | Saturated paste | SATURATED_PASTE | Soil saturated with DI water, subsequent extraction and retained for analysis | Saturated paste | m/m | 4 hrs | Spectrophotometric | MEASURED | g/kg | g1kg-1 | EXPERIMENTAL | VALID |  | Soil, Plant and Water Reference Methods for the Western Region, 4th Edition, 2013. Method S-15.1
L_MODV2_SOIL_WSOC_001 | SOIL | water-soluble organic carbon (WSOC) | WSOC | Water / Reciprocating Shaker / Centrifuge | WATER_RECIPROCATING_SHAKER_CENTRIFUGE | Water Extraction | 1:20 | m/m | 10 min | Spectrophotometric | MEASURED | g/kg | g1kg-1 | EXPERIMENTAL | VALID |  | Richard L. Haney, Alan. J. Franzluebbers, Virginia. L. Jin, Mari-Vaughn. Johnson, Elizabeth. B. Haney, Mike. J. White, Robert. D. Harmel 2012. Soil Organic C:N vs. Water-Extractable Organic C:N. J Soil Science 2: 269-274.
L_MODV2_SOIL_ZN_001 | SOIL | zinc | ZN | Calcium Chloride | CALCIUM_CHLORIDE | 0.01 M CaCl2 | 1:10 | m/v | 120 min | ICP-MS | MEASURED | g/kg | g1kg-1 | OFFICIAL | VALID | WEPAL | Houba, V.J.G.; Novozamsky, I.; Lexmond, T.M.; Van der Lee, J.J., 2008. Applicability of 0.01 M CaCl2 as a single extraction solution for the assessment of the nutrient status of soils and other diagnostic purposes. Communications in Soil Science and Plant Analysis, Volume 21, 1990 - Issue 19-20.
L_MODV2_SOIL_ZN_002 | SOIL | zinc | ZN | DTPA | DTPA | DTPA (0.005 M DTPA, 0.01 M CaCl2 and 0.10 M Triethanolamine adjusted to pH 7.3) | 1:2 | m/v | 120 min | ICP-OES / AAS | MEASURED | g/kg | g1kg-1 | OFFICIAL | VALID | WERA-103, SERA 6 | Soil, Plant and Water Reference Methods for the Western Region, 4th Edition, 2013, WERA-103. Method S-6.10
L_MODV2_SOIL_ZN_003 | SOIL | zinc | ZN | DTPA-Sorbitol | DTPA-SORBITOL | DTPA-Sorbitol (0.005 M DTPA, 0.01 M CaCl2 and 0.10 M Triethanolamine and 0.20M of Sorbitol, adjusted to pH 7.3 and .) | 1:2 | m/v | 120 min | ICP-OES | MEASURED | g/kg | g1kg-1 | OFFICIAL | VALID | WERA-103, SERA 6 | Soil, Plant and Water Reference Methods for the Western Region, 4th Edition, 2013, WERA-103. Method S-6.12
L_MODV2_SOIL_ZN_004 | SOIL | zinc | ZN | EDTA | EDTA | EDTA (0.04 M EDTA) | 1:2.5 | m/v | 120 min | AAS | MEASURED | g/kg | g1kg-1 | PROVISIONAL | VALID | NZJAR | R. G. McLaren , R. S. Swift & B. F. Quin (1984) EDTA-extractable copper, zinc, and manganese in soils of the Canterbury Plains, New Zealand Journal of Agricultural Research
L_MODV2_SOIL_ZN_005 | SOIL | zinc | ZN | EPA 3050A/B | EPA_3050A_B | EPA 3050A/B Digestion (Nitric Acid, Hydrochloric Acid), EPA 6010B Determination (ICP-OES) | 1:15 (varies) | m/v | Heat to 95C, reflux for 15 minutes, cool, then add 5 mL HNO3 and reflux for 30 minutes. Repeat last step as required. | ICP-OES | MEASURED | g/kg | g1kg-1 | OFFICIAL | VALID | US-EPA | U.S. EPA. 1996. “Method 3050B: Acid Digestion of Sediments, Sludges, and Soils,” Revision 2. Washington, DC. / EPA Method 3050B (SW-846): Acid Digestion of Sediments, Sludges, and Soils, 1996.
L_MODV2_SOIL_ZN_006 | SOIL | zinc | ZN | EPA 3051A/B | EPA_3051A_B | EPA 3051A/B Microwave Digestion (Nitric Acid, Hydrochloric Acid), EPA 6010B Determination (ICP-OES) |  |  |  |  | MEASURED | g/kg | g1kg-1 | OFFICIAL | VALID | US-EPA
L_MODV2_SOIL_ZN_007 | SOIL | zinc | ZN | EPA 3052 | EPA_3052 | EPA 3052 MIcrowave Digestion (Nitric Acid, Hydrofluoric Acid), EPA 6010B Determination (ICP-OES) |  |  |  |  | MEASURED | g/kg | g1kg-1 | OFFICIAL | VALID | US-EPA
L_MODV2_SOIL_ZN_008 | SOIL | zinc | ZN | H3A-1 | H3A-1 | H3A-1 Extractant (H3A-1 0.0024 M citric acid + 0.004 M oxalic acid + 0.004 M malic acid at pH 3.75 ) | 1:10 | m/v | 10 min | ICP-OES | MEASURED | g/kg | g1kg-1 | PROVISIONAL | VALID |  | Haney, R. L., et al. "Modifications to the new soil extractant H3A-1: A multinutrient extractant." Communications in soil science and plant analysis 41.12 (2010): 1513-1523.
L_MODV2_SOIL_ZN_009 | SOIL | zinc | ZN | Hydrochloric Acid | HYDROCHLORIC_ACID | 0.1 M HCl | 1:4 | m/v | 30 min | ICP-OES / AAS | MEASURED | g/kg | g1kg-1 | OFFICIAL | VALID | NCERA-13, NEC-1812 | North Central Regional Research Publication No. 221 (Revised 2015), Chapter 9, pp 9.2-9.3
L_MODV2_SOIL_ZN_010 | SOIL | zinc | ZN | Ion Exchange Resin | ION_EXCHANGE_RESIN | Resin Extraction - Unibest (0.5 M HCl) | Saturated paste | in situ capsule | 4 days, 1 hour acid leaching | ICP-OES | MEASURED | g/kg | g1kg-1 | PROPRIETARY | VALID | UniBest, Inc | https://www.unibestinc.com/about
L_MODV2_SOIL_ZN_011 | SOIL | zinc | ZN | Lancaster | LANCASTER | Lancaster Extraction (Solution A:0.05 M HCl, Solution B: 1.57 M glacial acetic acid, 0.063 M malonic acid, 0.089 M malic acid, 0.032 M ammonium fluoride, 0.012 M aluminum chloride hexahydrate) | 1:5 | m/v | Soil+Solution A, sit for 10 minutes. Add Solution B, shake for 10 minutes | ICP-OES | MEASURED | g/kg | g1kg-1 | OFFICIAL | VALID | SERA-6 | Soil Test Methods From the Southeastern United States, SERA-IEG-6, 2014, Chapter 4.4
L_MODV2_SOIL_ZN_012 | SOIL | zinc | ZN | Mehlich 1 | MEHLICH_1 | Mehlich 1 (0.05 M HCl + 0.0125 M H2SO4) | 1:5 | m/v | 5 min | ICP-OES / AAS | MEASURED | g/kg | g1kg-1 | OFFICIAL | VALID | SERA-6 | Soil Test Methods From the Southeastern United States, SERA-IEG-6, 2014, Chapter 4.2
L_MODV2_SOIL_ZN_013 | SOIL | zinc | ZN | Mehlich 2 | MEHLICH_2 | Mehlich 2 (0.2N CH3COOH + 0.015N NH4F + 0.2N NH4Cl + 0.012N HCl) | 1:10 | m/v | 5 min | ICP-OES / AAS | MEASURED | g/kg | g1kg-1 | OFFICIAL | VALID | NCSU | Mehlich A. 1978. New extractant for soil test evaluation of phosphorus, potassium, magnesium, calcium, sodium, manganese and zinc. Commun Soil Sci Plant Anal 9(6):477-92.
L_MODV2_SOIL_ZN_014 | SOIL | zinc | ZN | Mehlich 3 | MEHLICH_3 | Mehlich 3 to DTPA (Calculation) | Calculation | Calculation | Calculation | ICP-OES | Calculation | g/kg | g1kg-1 | EXPERIMENTAL | VALID
L_MODV2_SOIL_ZN_015 | SOIL | zinc | ZN | Mehlich 3 | MEHLICH_3 | Mehlich 3 (0.2N CH3COOH + 0.25N NH4NO3 + 0.013N HNO3 + 0.015N NH4F + 0.001M EDTA) | 1:10 | m/v | 5 min | ICP-OES / AAS | MEASURED | g/kg | g1kg-1 | OFFICIAL | VALID | SERA-6 | Soil Test Methods From the Southeastern United States, SERA-IEG-6, 2014, Chapter 4.3
L_MODV2_SOIL_ZN_016 | SOIL | zinc | ZN | Mehlich 3 | MEHLICH_3 | Mehlich 3 (0.2N CH3COOH + 0.25N NH4NO3 + 0.013N HNO3 + 0.015N NH4F + 0.001M EDTA) | 1:10 | v/v | 5 min | ICP-OES / AAS | MEASURED | mg/L | mg1kg-1 | OFFICIAL | VALID | SERA-6 | Soil Test Methods From the Southeastern United States, SERA-IEG-6, 2014, Chapter 4.3
L_MODV2_SOIL_ZN_017 | SOIL | zinc | ZN | Morgan | MORGAN | Morgan (0.72 N NaOAc + 0.52 N CH3COOH) | 1:5 | v/v | 15 min | Spectrophotometric | MEASURED | g/kg | g1kg-1 | OFFICIAL | VALID | NECC-1812 | Recommended Soil Testing Procedures for the Northeastern United States, NECC-1812 Publication No. 493, 3rd Edition, 2011, Chapter 5.
L_MODV2_SOIL_ZN_018 | SOIL | zinc | ZN | Modified Morgan | MODIFIED_MORGAN | Modified Morgan (0.62 N NH4OH + 1.25 N CH3COOH) | 1:10 | m/v | 15 min | ICP-OES | MEASURED | g/kg | g1kg-1 | OFFICIAL | VALID | NECC-1812 | Recommended Soil Testing Procedures for the Northeastern United States, NECC-1812 Publication No. 493, 3rd Edition, 2011, Chapter 5.
L_MODV2_SOIL_ZN_019 | SOIL | zinc | ZN | Nitric Acid | NITRIC_ACID |  |  |  |  | ICP | MEASURED | g/kg | g1kg-1 | EXPERIMENTAL | RETIRED
L_MODV2_SOIL_ZN_020 | SOIL | zinc | ZN | Plant Root Simulator | PLANT_ROOT_SIMULATOR | Plant Root Simulator - PRS (0.5 M HCl) | Saturated paste | in situ probe | 60 min acid leaching | ICP-OES | MEASURED | mg/L | mg1kg-1 | PROPRIETARY | VALID | Western Ag Innovations | 2013. Ion Supply Rates Using PRS® Probes, pp. 1149-152 in R. O. Miller, R Gavlak and D Horneck, eds. Soil, Plant and Water Reference Methods for the Western Region. WREP-125, 4th Edition.
L_MODV2_SOIL_ZN_021 | SOIL | zinc | ZN | Plant Root Simulator | PLANT_ROOT_SIMULATOR | Plant Root Simulator - PRS | Saturated paste | in situ probe | 180 min | ICP-OES | MEASURED | mg/m2 | mg1[m2]-1 | PROPRIETARY | VALID | Western Ag Innovations | 2013. Ion Supply Rates Using PRS® Probes, pp. 1149-152 in R. O. Miller, R Gavlak and D Horneck, eds. Soil, Plant and Water Reference Methods for the Western Region. WREP-125, 4th Edition.
L_MODV2_SOIL_ZN_022 | SOIL | zinc | ZN | Plant Root Simulator | PLANT_ROOT_SIMULATOR | Plant Root Simulator - PRS | Saturated paste | in situ probe | 24 hrs | ICP-OES | MEASURED | mg/m2 | mg1[m2]-1 | PROPRIETARY | VALID | Western Ag Innovations | 2013. Ion Supply Rates Using PRS® Probes, pp. 1149-152 in R. O. Miller, R Gavlak and D Horneck, eds. Soil, Plant and Water Reference Methods for the Western Region. WREP-125, 4th Edition.
L_MODV2_SOIL_ZN_023 | SOIL | zinc | ZN | Plant Root Simulator | PLANT_ROOT_SIMULATOR | Plant Root Simulator - PRS | Saturated paste | in situ probe | 24 hrs | ICP-OES | MEASURED | mg/m2 | mg1[m2]-1 | PROPRIETARY | VALID | Western Ag Innovations | 2013. Ion Supply Rates Using PRS® Probes, pp. 1149-152 in R. O. Miller, R Gavlak and D Horneck, eds. Soil, Plant and Water Reference Methods for the Western Region. WREP-125, 4th Edition.
L_MODV2_SOIL_ZN_024 | SOIL | zinc | ZN | Saturated paste | SATURATED_PASTE | Soil saturated with DI water, subsequent extraction and retained for analysis | Saturated paste | m/m | 4 hrs | ICP-OES / AAS | MEASURED | mg/L | mg1kg-1 | PROVISIONAL | VALID | USDA | US Salinity Staff, 1954. L.A Richards (ed.) Diagnosis and improvement of saline alkali soils. 160 p. USDA Handb. 60 US Govt. Print Office, Washington DC.
L_MODV2_SOIL_ZINDEX_001 | SOIL | zinc index | ZINDEX | Mehlich 3 ICP | MEHLICH_3_ICP |  |  |  |  | ICP, AAS | MEASURED | None | ratio | EXPERIMENTAL | RETIRED
L_MODV2_SOIL_ZNCURATIO_001 | SOIL | Zn:Cu ratio | ZNCURATIO | Mehlich 3 | MEHLICH_3 |  |  |  |  | ICP | MEASURED | none | ratio | EXPERIMENTAL | RETIRED
L_MODV2_SOIL_ZNCURATIO_002 | SOIL | Zn:Cu ratio | ZNCURATIO | [6 empty] | Calculation | MEASURED | none | ratio | EXPERIMENTAL | RETIRED